## 2024 Excluded Plant Pivot
EXCLUDED
Row Labels | Sum of accum_cost | Sum of allo_res | Sum of NBV |  | Sum of accum_cost | Sum of allo_res | Sum of NBV
# 736 (D) Blende Sub - Belmont Sub | 0 | 0 | 0 |  | 17310819.4 | 4545674.3871 | 12765145.0129
Anchors: 0140000000 | 0 | 0 | 0
Cable, Oh-Duplex 6 & Sma: 0842070000 | 0 | 0 | 0
Conductor, Oh Acsr Bare 4/0: 1681070000 | 0 | 0 | 0
Crossarm Assemblies, Wood: 7914000000 | 0 | 0 | 0
Estimated Additions: 0010000000 | 0 | 0 | 0
Guys: 4060000000 | 0 | 0 | 0
Pole, Wood: 7911000000 | 0 | 0 | 0
Wood 1 Pole 50': 7911015000 | 0 | 0 | 0
Wood 1 Pole 55': 7911015500 | 0 | 0 | 0
Wood 1 Pole 75': 7911017500 | 0 | 0 | 0
# 786(D) S. Fowler Tap - S. Nepesta | 0 | 0 | 0
Conductor, Oh: 1681000000 | 0 | 0 | 0
Crossarm Assemblies, Wood: 7914000000 | 0 | 0 | 0
Pole, Wood: 7911000000 | 0 | 0 | 0
Suspension Insulators: 4273000000 | 0 | 0 | 0
Wood 1 Pole 55': 7911015500 | 0 | 0 | 0
Wood 1 Pole 60': 7911016000 | 0 | 0 | 0
Wood 1 Pole 65': 7911016500 | 0 | 0 | 0
Wood 3 Poles 70': 7911047000 | 0 | 0 | 0
# 788(D) St.Charles Sub - PDA Tap | 0 | 0 | 0
Conductor, Oh: 1681000000 | 0 | 0 | 0
Crossarm Assemblies, Wood: 7914000000 | 0 | 0 | 0
Estimated Additions: 0010000000 | 0 | 0 | 0
Guys: 4060000000 | 0 | 0 | 0
Pin Insulators: 4271000000 | 0 | 0 | 0
Pole, Wood: 7911000000 | 0 | 0 | 0
Post Insulators: 4272000000 | 0 | 0 | 0
Static Wire (Transmission Lines): 1682000000 | 0 | 0 | 0
Suspension Insulators: 4273000000 | 0 | 0 | 0
Wood 1 Pole 60': 7911016000 | 0 | 0 | 0
Wood 1 Pole 65': 7911016500 | 0 | 0 | 0
# 876(D) CC SUB - AREQUA GULCH SUB | 0 | 0 | 0
Anchors: 0140000000 | 0 | 0 | 0
Arrester - 0-10,000 Volts: 0210100000 | 0 | 0 | 0
Arrester - 34,501-69,000 Volts: 0210700000 | 0 | 0 | 0
Conductor, Oh Acsr Bare 4/0: 1681070000 | 0 | 0 | 0
Conductor, Oh Acsr Bare 477 Mcm: 1681090000 | 0 | 0 | 0
Conductor, Oh Trans & Dist Bare: 1686000000 | 0 | 0 | 0
Conductor, Oh: 1681000000 | 0 | 0 | 0
Crossarm Assemblies, Steel: 7915000000 | 0 | 0 | 0
Crossarm Assemblies, Wood: 7914000000 | 0 | 0 | 0
Estimated Additions: 0010000000 | 0 | 0 | 0
Guys: 4060000000 | 0 | 0 | 0
Insulators-Post-69kv: 4272069000 | 0 | 0 | 0
Land Rights - Non-Depreciable: 4552XXXXXX | 0 | 0 | 0
Pole, Steel: 7912000000 | 0 | 0 | 0
Pole, Wood: 7911000000 | 0 | 0 | 0
Post Insulators: 4272000000 | 0 | 0 | 0
Static Wire (Transmission Lines): 1682000000 | 0 | 0 | 0
Steel 1 Pole 60': 7912016000 | 0 | 0 | 0
Suspension Insulators: 4273000000 | 0 | 0 | 0
Switches - Over 34500v: 7986900000 | 0 | 0 | 0
Wood 1 Pole 35': 7911013500 | 0 | 0 | 0
Wood 1 Pole 55': 7911015500 | 0 | 0 | 0
Wood 1 Pole 60': 7911016000 | 0 | 0 | 0
Wood 1 Pole 65': 7911016500 | 0 | 0 | 0
Wood 1 Pole 70': 7911017000 | 0 | 0 | 0
Wood 1 Pole 75': 7911017500 | 0 | 0 | 0
Wood 1 Pole 80': 7911018000 | 0 | 0 | 0
Wood 1 Pole 85': 7911018500 | 0 | 0 | 0
Wood 1 Pole 90': 7911019000 | 0 | 0 | 0
Wood 2 Poles 50': 7911025000 | 0 | 0 | 0
Wood 2 Poles 55': 7911025500 | 0 | 0 | 0
Wood 2 Poles 60' 55': 7911036055 | 0 | 0 | 0
Wood 2 Poles 65' 60': 7911036560 | 0 | 0 | 0
Wood 2 Poles 75' 65': 7911037565 | 0 | 0 | 0
Wood 2 Poles 85': 7911028500 | 0 | 0 | 0
Wood 3 Poles 45': 7911044500 | 0 | 0 | 0
Wood 3 Poles 50': 7911045000 | 0 | 0 | 0
Wood 3 Poles 55': 7911045500 | 0 | 0 | 0
Wood 3 Poles 60': 7911046000 | 0 | 0 | 0
205 (T) Hogback Sub - N Penrose Sub | 21772155.91 | 383459.4996 | 21388696.4104
Anchors: 0140000000 | 16086.95 | 304.4793 | 15782.4707
Conductor, Oh Acsr Bare 795 Mcm: 1681097950 | 1032272.54 | 23319.3567 | 1008953.1833
Crossarm, Assy: 2453000000 | 83411.83 | 1578.744 | 81833.086
Estimated Additions: 0010000000 | 0 | 0 | 0
FIBER OPTIC GROUND WIRE: 1683000000 | 484308.91 | 10940.6884 | 473368.2216
Guys: 4060000000 | 19046.93 | 360.5031 | 18686.4269
Land Rights - Non-Depreciable: 4552XXXXXX | 0 | 0 | 0
Land: 4481XXXXXX | 0 | 0 | 0
Pole, Steel: 6165000000 | 16373362.61 | 309900.2715 | 16063462.3385
Pole, Wood, 50': 6161500000 | 14874.39 | 281.5291 | 14592.8609
Pole, Wood, 55': 6161550000 | 26728 | 505.8835 | 26222.1165
Pole, Wood, 60': 6161600000 | 108887.4 | 2060.9227 | 106826.4773
Pole, Wood, 65' Or Greater: 6161650000 | 1621915.16 | 30698.1504 | 1591217.0096
Post Insulators: 4272000000 | 80077.18 | 1808.9683 | 78268.2117
Right-Of-Ways - Non-Depreciable: 4554XXXXXX | 1769662.5 | -1497.0123 | 1771159.5123
Static Wire (Transmission Lines): 1682000000 | 119249.25 | 2693.8775 | 116555.3725
Suspension Insulators: 4273000000 | 22272.26 | 503.1373 | 21769.1227
207 (T) Canon W. Sub - PSCO Junct | 491482.4 | 289809.1811 | 201673.2189
A dummy retirement unit: | 0 | 0 | 0
Conductor, Oh: 1681000000 | 52337.16 | 52415.8615 | -78.7015
Crossarm Assemblies, Wood: 7914000000 | 18489.74 | 15503.0912 | 2986.6488
Crossarm, Assy: 2453000000 | 22118.85 | 697.7427 | 21421.1073
Estimated Additions: 0010000000 | 37186.38 | 234.61 | 36951.77
Pole, Steel: 7912000000 | 135064.46 | 38345.6781 | 96718.7819
Pole, Wood, 60': 6161600000 | 151957.79 | 127507.9822 | 24449.8078
Pole, Wood: 7911000000 | 54799.28 | 35546.1094 | 19253.1706
Static Wire (Transmission Lines): 1682000000 | 19528.74 | 19558.1061 | -29.3661
207 (T) Canon W. Sub - PSCO Junct-234 | 0 | 0 | 0
Conductor, Oh: 1681000000 | 0 | 0 | 0
Crossarm Assemblies, Wood: 7914000000 | 0 | 0 | 0
Pole, Other: 7910000000 | 0 | 0 | 0
Pole, Steel: 7912000000 | 0 | 0 | 0
Pole, Wood, 60': 6161600000 | 0 | 0 | 0
Pole, Wood: 7911000000 | 0 | 0 | 0
Static Wire (Transmission Lines): 1682000000 | 0 | 0 | 0
20707 NORTH PENROSE SUB 115kV/13.8kV | 3632672.61 | 101619.4847 | 3531053.1253
Arrester - 69,001-146,000 Volts: 0211460000 | 9612.53 | 284.7245 | 9327.8055
Batteries, Storage - Station: 0353000000 | 33129.16 | 981.2904 | 32147.8696
Breaker, 115 KV: 6212115115 | 378107.29 | 11199.5909 | 366907.6991
Bus and Station Conductor: 0770000000 | 148508.61 | 4398.8458 | 144109.7642
Cable Trench: 1824000000 | 44272.07 | 1311.3449 | 42960.7251
Clearing & Grading: 1260000000 | 429250.98 | 12714.4741 | 416536.5059
Cntl Cbl Switchgear Metal-Clad: 1965210000 | 457348.06 | 13546.7136 | 443801.3464 | Exclude
Communications - JMUX Equip: | 6849.28 | 202.8766 | 6646.4034
Cond. Control Cable, Other: 0772000000 | 36410.27 | 1078.4773 | 35331.7927
Conduit, Unknown type: 1825000000 | 96073.39 | 2845.7073 | 93227.6827
Control Bldg w/Relay & Ctrl Panels: 1968000000 | 313648.61 | 9290.3157 | 304358.2943
Estimated Additions: 0010000000 | 0 | 0 | 0
Fence: 3220000000 | 47775.43 | 1415.1149 | 46360.3151
Foundation, Other: 3369000000 | 306282.14 | 9072.1199 | 297210.0201
Foundation, Switchgear: 3363000000 | 22363.71 | 662.4162 | 21701.2938
Grounding Systems, Station: 3920000000 | 125264.58 | 3710.3544 | 121554.2256
Land: 4481XXXXXX | 182936.49 | -562.1821 | 183498.6721
Landscaping: 7701000000 | 71032.3 | 2103.9867 | 68928.3133
Platform: | 26055.18 | 771.7581 | 25283.4219
Scada Equip - Not Available: 8191000000 | 2609.9 | 77.3056 | 2532.5944
Scada Equip - Server/Router: 8191190000 | 6890.65 | 204.102 | 6686.548
SECURITY SYSTEM: 0630000027 | 2642.36 | 78.2671 | 2564.0929
Station Rock: 7702000000 | 151389.08 | 4484.1657 | 146904.9143
Structure - Steel: 7841085000 | 296668.58 | 8787.3649 | 287881.2151
Switches - Over 34500v: 7986900000 | 300769.12 | 8908.8234 | 291860.2966
Transf Instr Cur Pot Volt Ccvolt: | 69588.67 | 2061.2261 | 67527.4439
Transformer, Station Service: | 58040.35 | 1719.1633 | 56321.1867
Yard Lighting Systems: 7700900000 | 9153.82 | 271.1374 | 8882.6826
210-(T) Canon Plant-Hogback-Canon West Sub | 3582139.06 | 468514.2971 | 3113624.7629
Anchors: 0140000000 | 41363.22 | 4167.4235 | 37195.7965
Conductor, Oh Acsr Bare 795 Mcm: 1681097950 | 150069.03 | 5650.177 | 144418.853
Conductor, Oh Copper Bare 4: 1683030000 | 7771.39 | 1462.9843 | 6308.4057
Conductor, Oh Trans & Dist Bare: 1686000000 | 27418.9 | 9291.0234 | 18127.8766
Conductor, Oh: 1681000000 | 149192.88 | 149417.2273 | -224.3473
Crossarm Assemblies, Wood: 7914000000 | 68996.43 | 11178.466 | 57817.964
Crossarm, Assy: 2453000000 | 61551.42 | 3501.2441 | 58050.1759
Crossarm, Wood: 2451000000 | 384058.28 | 38085.9895 | 345972.2905
Estimated Additions: 0010000000 | 1297.04 | 8.1831 | 1288.8569
FIBER OPTIC GROUND WIRE: 1683000000 | 134901.94 | 5079.1282 | 129822.8118
Guys: 4060000000 | 7291.9 | 936.1438 | 6355.7562
Insulator: | 62788.81 | 11820.1561 | 50968.6539
Land Rights - Non-Depreciable: 4552XXXXXX | 10803.6 | -310.707 | 11114.307
Pole, Other: 6169000000 | -256.11 | -40.3952 | -215.7148
Pole, Steel, 65' Or Greater: 6165650000 | 805620.56 | 25413.4295 | 780207.1305
Pole, Wood, 60': 6161600000 | 14943.17 | 2356.9236 | 12586.2464
Pole, Wood, 65' Or Greater: 6161650000 | 106224.52 | 10139.2244 | 96085.2956
Pole, Wood: 6161000000 | 1436925.2 | 154115.3288 | 1282809.8712
Post Insulators: 4272000000 | 22210.96 | 1044.4254 | 21166.5346
Static Wire (Transmission Lines): 1682000000 | 47807.33 | 32090.4518 | 15716.8782
Suspension Insulators: 4273000000 | 41158.59 | 3107.4695 | 38051.1205
212 (T) Skala Sub - Portland Sub | 3667688.73 | 72804.2425 | 3594884.4875
Conductor, Oh Acsr Bare 795 Mcm: 1681097950 | 918639.81 | 20752.3581 | 897887.4519
Crossarm Assemblies, Wood: 7914000000 | 0 | 0 | 0
Crossarm, Wood: 2451000000 | 88773.29 | 1680.2209 | 87093.0691
Estimated Additions: 0010000000 | 0 | 0 | 0
FIBER OPTIC GROUND WIRE: 1683000000 | 158242.93 | 3574.7568 | 154668.1732
Land Rights - Non-Depreciable: 4552XXXXXX | 31267.13 | -466.5137 | 31733.6437
Pole, Steel: 6165000000 | 1451100.41 | 27465.1226 | 1423635.2874
Pole, Wood, 60': 6161600000 | 25282.27 | 478.5201 | 24803.7499
Pole, Wood, 65' Or Greater: 6161650000 | 858165.38 | 16242.582 | 841922.798
Pole, Wood: 7911000000 | 0 | 0 | 0
Post Insulators: 4272000000 | 54804.29 | 1238.0459 | 53566.2441
Static Wire (Transmission Lines): 1682000000 | 60964.84 | 1377.2146 | 59587.6254
Suspension Insulators: 4273000000 | 20448.38 | 461.9352 | 19986.4448
213 (T) Canon Plant-Skala Sub | 8889448.27 | 257746.7865 | 8631701.4835
ARE-Acquired Reserve Elimination: | -569.32 | -211.9197 | -357.4003
Crossarm Assemblies, Wood: 7914000000 | 37024.38 | 9719.3755 | 27305.0045
Crossarm, Assy: 2453000000 | 44123.11 | 5797.7635 | 38325.3465
Estimated Additions: 0010000000 | 7638373.04 | 51299.6953 | 7587073.3447
Guys: 4060000000 | 541.13 | 194.5985 | 346.5315
Land Rights - Non-Depreciable: 4552XXXXXX | 15363.75 | -511.6884 | 15875.4384
Pole, Other: 6169000000 | 237305.73 | 31440.5602 | 205865.1698
Pole, Wood, 55': 6161550000 | 4792.66 | 272.1334 | 4520.5266
Pole, Wood, 60': 6161600000 | 53518.98 | 3038.8762 | 50480.1038
Pole, Wood, 65' Or Greater: 6161650000 | 117586.18 | 5507.7934 | 112078.3866
Pole, Wood: 7911000000 | 110747.13 | 51657.8131 | 59089.3169
Static Wire (Transmission Lines): 1682000000 | 572635.12 | 90552.0399 | 482083.0801
Structure: 7911100000 | 29179.76 | 3129.6328 | 26050.1272
Suspension Insulators: 4273000000 | 28826.62 | 5860.1128 | 22966.5072
215 (T) Hyde Park- West Station | 3079004.72 | 482826.7274 | 2596177.9926
Cable, Oh-Duplex 6 & Sma: 0842070000 | 45.54 | 14.0598 | 31.4802 | Exclude
Conductor, Oh Acsr Bare 795 Mcm: 1681097950 | 595216.73 | 90386.9566 | 504829.7734
Conductor, Oh Copper Poly/WP 1/0: 1684050000 | 2099.93 | 932.9511 | 1166.9789
Conductor, Oh: 1681000000 | 76046.99 | 49819.8273 | 26227.1627
Crossarm Assemblies, Wood: 7914000000 | 506696.45 | 69682.8205 | 437013.6295
Estimated Additions: 0010000000 | 0 | 0 | 0
FIBER OPTIC GROUND WIRE: 1683000000 | 186906.06 | 28485.2551 | 158420.8049
Land Rights - Non-Depreciable: 4552XXXXXX | 2965.92 | -78.1936 | 3044.1136
Land: 4481XXXXXX | 1880.55 | -61.79 | 1942.34
Pole, Steel: 7912000000 | 112446.76 | 23411.1995 | 89035.5605
Pole, Wood, 45': 6161450000 | 21312.12 | 2823.636 | 18488.484 | Exclude
Pole, Wood, 55': 6161550000 | 185435.95 | 24568.3497 | 160867.6003
Pole, Wood, 60': 6161600000 | 199653.06 | 26451.97 | 173201.09
Pole, Wood, 65' Or Greater: 6161650000 | 984525.98 | 117448.9561 | 867077.0239
Pole, Wood: 7911000000 | 60050.16 | 22368.5075 | 37681.6525
Post Insulators: 4272000000 | 38502.5 | 8373.1204 | 30129.3796
Static Wire (Transmission Lines): 1682000000 | 61693.31 | 11307.8056 | 50385.5044
Suspension Insulators: 4273000000 | 43526.71 | 6891.2958 | 36635.4142
230 (T) W. Station - Xcel Tap | 229447.8 | 117440.9133 | 112006.8867
Conductor, Oh Acsr Bare 336.4 Mcm: 1681083360 | 26651.38 | 2207.5642 | 24443.8158
Conductor, Oh: 1681000000 | 77103.06 | 81247.791 | -4144.731
Crossarm Assemblies, Wood: 7914000000 | 3168.58 | 1755.3133 | 1413.2667
Crossarm, Assy: 2453000000 | 14755.92 | 754.7496 | 14001.1704
Estimated Additions: 0010000000 | 0 | 0 | 0
Land Rights - Non-Depreciable: 4552XXXXXX | 1487.35 | -41.9095 | 1529.2595
Pole, Wood, 50': 6161500000 | 0 | 0 | 0
Pole, Wood, 60': 6161600000 | 0 | 0 | 0
Pole, Wood, 65' Or Greater: 6161650000 | 63184.85 | 4057.1272 | 59127.7228
Pole, Wood: 7911000000 | 28761.91 | 15883.0278 | 12878.8822
Static Wire (Transmission Lines): 1682000000 | 14334.75 | 11577.2498 | 2757.5002
231 (T) Northridge Sub to Exel Tap | 79632.67 | 5876.4879 | 73756.1821
Conductor, Oh Tran&Dist Insulat: 1687000000 | 492.86 | 152.1627 | 340.6973
Pole, Wood: 7911000000 | 11376.66 | 2942.8038 | 8433.8562
Suspension Insulators: 4273000000 | 3057.11 | 345.3053 | 2711.8047
Switches - Over 34500v: 7986900000 | 64706.04 | 2436.2161 | 62269.8239
234 (T) Baculite Mesa -Northridge | 10938749.1 | 1816354.6423 | 9122394.4577
Aerial Markers: 1680120000 | 15718.31 | 1775.4075 | 13942.9025
Anchors: 0140000000 | 18897.2 | 1788.3458 | 17108.8542
Conductor, Oh Acsr Bare 1272 Mcm: 1681081272 | 135899.68 | 11256.7254 | 124642.9546
Conductor, Oh Acsr Bare 336.4 Mcm: 1681083360 | 5457.46 | 1109.5714 | 4347.8886
Conductor, Oh Acsr Bare 4: 1681030000 | 19566.3 | 2210.0439 | 17356.2561 | Exclude
Conductor, Oh Acsr Bare 795 Mcm: 1681097950 | 1508829.48 | 289327.2006 | 1219502.2794
Conductor, Oh Copper Bare 2: 1683040000 | 1987.21 | 404.0252 | 1583.1848
Conductor, Oh Not Avail.: 1680000000 | 316381.25 | 64324.3546 | 252056.8954
Conductor, Oh: 1681000000 | 103076.4 | 11642.6391 | 91433.7609
DNU Dampers, Vibration: 1680100000 | 14886.22 | 1681.4216 | 13204.7984
FIBER OPTIC GROUND WIRE: 1683000000 | 210315.4 | 40974.9257 | 169340.4743
Insulator, 115KV: | 218419.81 | 44407.541 | 174012.269
Insulator, Disc 10": 4270100000 | 39385.56 | 4448.66 | 34936.9
Insulator: | 34655.4 | 7567.804 | 27087.596
Pole, Steel: 7912000000 | 1843953.68 | 276753.0632 | 1567200.6168
Pole, Wood: 7911000000 | 19709.84 | 3357.4502 | 16352.3898
Post Insulators: 4272000000 | 104606.64 | 11815.4821 | 92791.1579
Right-Of-Ways - Non-Depreciable: 4554XXXXXX | 172743.82 | -1008.5492 | 173752.3692
Static Wire (Transmission Lines): 1682000000 | 173240.04 | 37424.3884 | 135815.6516
Steel 1 Pole 40': 7912014000 | 17962.6 | 1699.8995 | 16262.7005
Steel 1 Pole 75': 7912017500 | 300453.7 | 28433.5831 | 272020.1169
Structure: 7911100000 | 4893153.14 | 833518.5934 | 4059634.5466
Suspension Insulators: 4273000000 | 359164.25 | 69985.1285 | 289179.1215
Wood 1 Pole 50': 7911015000 | 7625.95 | 1299.0338 | 6326.9162
Wood 1 Pole 55': 7911015500 | 7736.98 | 1317.947 | 6419.033
Wood 1 Pole 60': 7911016000 | 15722.45 | 2678.2228 | 13044.2272
Wood 1 Pole 65': 7911016500 | 16733.74 | 2850.4899 | 13883.2501
Wood 1 Pole 70': 7911017000 | 35292.01 | 6228.8985 | 29063.1115
Wood 1 Pole 75': 7911017500 | 4938.08 | 841.1716 | 4096.9084
Wood 1 Pole 80': 7911018000 | 82287.53 | 14882.6345 | 67404.8955
Wood 1 Pole 85': 7911018500 | 37168.93 | 6694.7235 | 30474.2065
Wood 1 Pole 90': 7911019000 | 12723.52 | 2167.3735 | 10556.1465
Wood 1 Pole 95': 7911019500 | 180429.01 | 30734.974 | 149694.036
Wood 2 Poles 45' 40': 7911024540 | 9627.51 | 1761.4678 | 7866.0422 | Exclude
237 (T) Baculite Mesa -Airport In | 218492.53 | 94205.8002 | 124286.7298
Conductor, Oh: 1681000000 | 23109.77 | 18348.1756 | 4761.5944
Crossarm Assemblies, Steel: 7915000000 | 3021.92 | 1237.3884 | 1784.5316
Crossarm Assemblies, Wood: 7914000000 | 11275.17 | 4618.1095 | 6657.0605
Estimated Additions: 0010000000 | 0 | 0 | 0
Pole, Steel: 7912000000 | 27197.23 | 11136.475 | 16060.755
Pole, Wood, 65' Or Greater: 6161650000 | 4443.1 | 28.0317 | 4415.0683
Pole, Wood: 7911000000 | 133517.33 | 54683.2143 | 78834.1157
Post Insulators: 4272000000 | 3550.39 | 26.7348 | 3523.6552
Static Wire (Transmission Lines): 1682000000 | 3259.91 | 3264.8121 | -4.9021
Wood 1 Pole 70': 7911017000 | 9117.71 | 862.859 | 8254.851
240 (T) Boone - LaJunta | 15253225.53 | 2075916.3351 | 13177309.1949
Anchors: 0140000000 | 210515.89 | 14609.6659 | 195906.2241
Conductor, Oh Acsr Bare 4: 1681030000 | 0 | 0 | 0
Conductor, Oh Acsr Bare 795 Mcm: 1681097950 | 4051784.58 | 335613.9358 | 3716170.6442
Conductor, Oh Copper Bare 4: 1683030000 | 0 | 0 | 0
Conductor, Oh: 1681000000 | 550024.68 | 504280.4701 | 45744.2099
Crossarm Assemblies, Other: 7916000000 | 0 | 0 | 0
Crossarm Assemblies, Wood: 7914000000 | 56316.83 | 39946.0699 | 16370.7601
Crossarm, Assy: 2453000000 | 0 | 0 | 0
Crossarm, Wood: 2451000000 | 0 | 0 | 0
Estimated Additions: 0010000000 | 0 | 0 | 0
Other Cable (FIBER OPTIC): 0834100000 | 2448088.74 | 202777.9812 | 2245310.7588
Pole, Steel: 7912000000 | 0 | 0 | 0
Pole, Wood, 50': 6161500000 | 0 | 0 | 0
Pole, Wood, 55': 6161550000 | 35742.17 | 2480.4834 | 33261.6866
Pole, Wood, 60': 6161600000 | 132820.71 | 9217.6709 | 123603.0391
Pole, Wood, 65' Or Greater: 6161650000 | 4355328.81 | 302256.9885 | 4053071.8215
Pole, Wood: 7911000000 | 506906.79 | 358866.5686 | 148040.2214
Post Insulators: 4272000000 | 0 | 0 | 0
Static Wire (Transmission Lines): 1682000000 | 280650.98 | 124083.6208 | 156567.3592
Structure: 7911100000 | 2612649.27 | 181316.1611 | 2431333.1089
Suspension Insulators: 4273000000 | 12396.08 | 466.7189 | 11929.3611
Wood 1 Pole 60': 7911016000 | 0 | 0 | 0
Wood 1 Pole 65': 7911016500 | 0 | 0 | 0
Wood 1 Pole 70': 7911017000 | 0 | 0 | 0
Wood 1 Pole 75': 7911017500 | 0 | 0 | 0
241 (T) Nyberg Sub - Airport Mem. | 2144416.52 | 97075.2211 | 2047341.2989
Anchors: 0140000000 | 0 | 0 | 0
Arrester - 0-10,000 Volts: 0210100000 | 0 | 0 | 0
Conductor, Fiber Optic : 1680150000 | 94206.1 | 4965.6714 | 89240.4286
Conductor, Oh Acsr Bare 795 Mcm: 1681097950 | 295347.77 | 15567.9936 | 279779.7764
Conductor, Oh Tran&Dist Insulat: 1687000000 | 0 | 0 | 0
Conductor, Oh Trans & Dist Bare: 1686000000 | 0 | 0 | 0
Cutouts, 7,501-15,000 Volts: 2521016000 | 0 | 0 | 0
Estimated Additions: 0010000000 | 0 | 0 | 0
Guys: 4060000000 | 0 | 0 | 0
Land: 4481XXXXXX | 48360.65 | -537.31 | 48897.96
Pole, Steel, 60': 6165600000 | 0 | 0 | 0
Pole, Steel, 65' Or Greater: 6165650000 | 0 | 0 | 0
Pole, Steel: 7912000000 | 1505948.87 | 66507.5663 | 1439441.3037
Pole, Wood: 7911000000 | 0 | 0 | 0
Post Insulators: 4272000000 | 200553.13 | 10571.2999 | 189981.8301
Suspension Insulators: 4273000000 | 0 | 0 | 0
242 (T) Baculite Mesa - Nyberg | 7371281.84 | 1455261.133 | 5916020.707
Conductor, Fiber Optic : 1680150000 | 179592.54 | 36513.4604 | 143079.0796
Conductor, Oh Acsr Bare 1272 Mcm: 1681081272 | 4281566.41 | 870497.2124 | 3411069.1976
Conductor, Oh: 1681000000 | 13592.59 | 2763.5474 | 10829.0426
Insulator, 230kv: | 665598.39 | 135324.6657 | 530273.7243
Insulator: | 876943.48 | 178293.8256 | 698649.6544
Insulators-Post- 115kv: 4272115000 | 37150.31 | 7553.1332 | 29597.1768
Pole, Steel: 7912000000 | 1080458.44 | 184049.4612 | 896408.9788
Structure: 7911100000 | 229078.55 | 39022.1245 | 190056.4255
Wood 1 Pole 75': 7911017500 | 4037.1 | 687.6952 | 3349.4048
Wood 1 Pole 80': 7911018000 | 3264.03 | 556.0075 | 2708.0225
243 (T) Nyberg - Boone | 5955041.88 | 754517.6733 | 5200524.2067
Anchors: 0140000000 | 7824.24 | 937.9042 | 6886.3358
Conductor, Oh Acsr Bare 336.4 Mcm: 1681083360 | 9320.47 | 1333.498 | 7986.972
Conductor, Oh Acsr Bare 4/0: 1681070000 | 1806.78 | 258.4996 | 1548.2804
Conductor, Oh Acsr Bare 795 Mcm: 1681097950 | 1745247.32 | 249695.9722 | 1495551.3478
DNU Dampers, Vibration: 1680100000 | 21524.7 | 3079.5812 | 18445.1188
Pole, Steel: 7912000000 | 3505782.75 | 420243.8226 | 3085538.9274
Pole, Wood, 65' Or Greater: 6161650000 | 11783.28 | 1412.4807 | 10370.7993
Post Insulators: 4272000000 | 495970.44 | 70959.4679 | 425010.9721
Right-Of-Ways - Non-Depreciable: 4554XXXXXX | 106614.5 | -438.0299 | 107052.5299
Suspension Insulators: 4273000000 | 49167.4 | 7034.4768 | 42132.9232
245 (T) Portland - W.Station (N) | 8775778.87 | 1544291.3017 | 7231487.5683
Conductor, Oh Acsr Bare 336.4 Mcm: 1681083360 | 28780.17 | 2383.8943 | 26396.2757
Conductor, Oh Acsr Bare 795 Mcm: 1681097950 | 3198015.82 | 602034.761 | 2595981.059
Crossarm, Wood: 2451000000 | 952616.18 | 147277.9408 | 805338.2392
DNU Dampers, Vibration: 1680100000 | 140510.88 | 26451.5371 | 114059.3429
Estimated Additions: 0010000000 | 29679.73 | 223.491 | 29456.239
Insulator, 115KV: | 198447.82 | 37358.3161 | 161089.5039
Pole, Wood, 45': 6161450000 | 10640.38 | 738.4355 | 9901.9445 | Exclude
Pole, Wood, 50': 6161500000 | 8199.18 | 1293.2223 | 6905.9577
Pole, Wood, 55': 6161550000 | 35353.84 | 2453.5335 | 32900.3065
Pole, Wood, 60': 6161600000 | 36966.14 | 5830.5144 | 31135.6256
Pole, Wood, 65' Or Greater: 6161650000 | 1648493.82 | 250152.3891 | 1398341.4309
Static Wire (Transmission Lines): 1682000000 | 2488074.91 | 468093.2666 | 2019981.6434
246 (T) DOT Tap 209.5 thn # 1 | 14126.83 | 2096.9745 | 12029.8555
A dummy retirement unit: | 0 | 0 | 0
Arrester - 0-10,000 Volts: 0210100000 | 1090.74 | 205.3346 | 885.4054 | Exclude
Crossarm Assemblies, Wood: 7914000000 | 13036.09 | 1891.6399 | 11144.4501
Estimated Additions: 0010000000 | 0 | 0 | 0
247 (T) PDA Tap to PDA Sub | 4530.19 | 999.1059 | 3531.0841
Anchors: 0140000000 | 15.02 | 3.8852 | 11.1348
Conductor, Oh Trans & Dist Bare: 1686000000 | 99.99 | 30.8703 | 69.1197
Crossarm Assemblies, Wood: 7914000000 | 59.88 | 15.4892 | 44.3908
Guys: 4060000000 | 30.03 | 7.7679 | 22.2621
Land Rights - Non-Depreciable: 4552XXXXXX | 800 | -7.09 | 807.09
Pole, Steel: 7912000000 | 15.58 | 4.0301 | 11.5499
Pole, Wood: 7911000000 | 2784.6 | 720.2933 | 2064.3067
Static Wire (Transmission Lines): 1682000000 | 400.02 | 123.4998 | 276.5202
Suspension Insulators: 4273000000 | 250.05 | 77.199 | 172.851
Switches - Not Available: 7980000000 | 75.02 | 23.1612 | 51.8588
249 (T) Portland Sub - West Station | 1643463.82 | 318150.2094 | 1325313.6106
A dummy retirement unit: | 0 | 0 | 0
Arrester - 0-10,000 Volts: 0210100000 | 179.71 | 41.9503 | 137.7597 | Exclude
Conductor, Oh Acsr Bare 4: 1681030000 | 14082.86 | 1802.7717 | 12280.0883
Conductor, Oh Acsr Bare 795 Mcm: 1681097950 | 89601.03 | 7421.7555 | 82179.2745
Conductor, Oh: 1681000000 | 6842.22 | 3142.8765 | 3699.3435
Crossarm Assemblies, Wood: 7914000000 | 44915.35 | 16390.4755 | 28524.8745
Crossarm, Wood: 2451000000 | 359552.73 | 40330.8372 | 319221.8928
Estimated Additions: 0010000000 | 0 | 0 | 0
FIBER OPTIC GROUND WIRE: 1683000000 | 8460.46 | 700.7895 | 7759.6705
Guys: 4060000000 | 91311.12 | 31621.7449 | 59689.3751
Land Rights - Non-Depreciable: 4552XXXXXX | 2754.35 | -83.9775 | 2838.3275
Pole, Wood, 55': 6161550000 | 17676.91 | 1226.7661 | 16450.1439
Pole, Wood, 65' Or Greater: 6161650000 | 112478.32 | 7805.9223 | 104672.3977
Pole, Wood: 6161000000 | 510196.78 | 54720.4159 | 455476.3641
Pole, Wood: 7911000000 | 333512.23 | 132547.0855 | 200965.1445
Static Wire (Transmission Lines): 1682000000 | 4365.53 | 1279.6783 | 3085.8517
Suspension Insulators: 4273000000 | 47534.22 | 19201.1178 | 28333.1022
250 (T) West Station - North Penrose | 23931453.08 | 406195.7785 | 23525257.3015
Conductor, Fiber Optic : 1680150000 | 553848.98 | 12511.6202 | 541337.3598
Conductor, Oh Acsr Bare 795 Mcm: 1681097950 | 3270851.56 | 73889.5507 | 3196962.0093
Estimated Additions: 0010000000 | 0 | 0 | 0
Land: 4481XXXXXX | 0 | 0 | 0
Pole, Steel: 6165000000 | 16460164.27 | 311543.1752 | 16148621.0948
Post Insulators: 4272000000 | 481689.9 | 10881.5242 | 470808.3758
Right-Of-Ways - Non-Depreciable: 4554XXXXXX | 3078795.75 | -4575.1765 | 3083370.9265
Static Wire (Transmission Lines): 1682000000 | 67606.33 | 1527.248 | 66079.082
Suspension Insulators: 4273000000 | 18496.29 | 417.8369 | 18078.4531
251 (T) Tie Line Pueblo West Ind Park to Line # 250 N Penrose to W Station | 4880322.02 | 95498.455 | 4784823.565
Anchors: 0140000000 | 809.43 | 15.3202 | 794.1098
Conductor, Oh Acsr Bare 477 Mcm: 1681090000 | 226847.91 | 5124.5646 | 221723.3454
Conductor, Oh Acsr Bare 795 Mcm: 1681097950 | 345928.41 | 7814.63 | 338113.78
Estimated Additions: 0010000000 | 0 | 0 | 0
FIBER OPTIC GROUND WIRE: 1683000000 | 32791.5 | 740.7702 | 32050.7298
Guys: 4060000000 | 268.33 | 5.0787 | 263.2513
Pole, Steel: 6165000000 | 4021087.24 | 76107.5203 | 3944979.7197
Pole, Wood, 30' - 40': 6161400000 | 820.5 | 15.5297 | 804.9703
Pole, Wood, 45': 6161450000 | 3410.02 | 64.5418 | 3345.4782
Post Insulators: 4272000000 | 215455.36 | 4867.2034 | 210588.1566
Static Wire (Transmission Lines): 1682000000 | 3319.96 | 74.9989 | 3244.9611
Suspension Insulators: 4273000000 | 28703.18 | 648.4137 | 28054.7663
Switches - 25001-34500v: 7983450000 | 880.18 | 19.8835 | 860.2965
252 (T) Burnt Mill #75 -Structure # 100 A | 1275926.39 | 57036.6678 | 1218889.7222
Conducto,Oh Acsr Bare 266.8 Mcm: 1681080000 | 0 | 0 | 0
Conductor, Fiber Optic : 1680150000 | 91831.73 | 4840.5166 | 86991.2134
Conductor, Oh Acsr Bare 795 Mcm: 1681097950 | 244363.41 | 12880.5713 | 231482.8387
Conductor, Oh Copper Bare 4: 1683030000 | 0 | 0 | 0
Conductor, Oh Trans & Dist Bare: 1686000000 | 0 | 0 | 0
Crossarm Assemblies, Wood: 7914000000 | 0 | 0 | 0
Crossarm, Steel: 2452000000 | 0 | 0 | 0
Crossarm, Wood: 2451000000 | 84952.74 | 3751.7874 | 81200.9526
Estimated Additions: 0010000000 | 0 | 0 | 0
Insulator, 115KV: | 0 | 0 | 0
Pole, Steel: 6165000000 | 436296.56 | 19268.2653 | 417028.2947
Pole, Steel: 7912000000 | 0 | 0 | 0
Pole, Wood, 65' Or Greater: 6161650000 | 311587.58 | 13760.714 | 297826.866
Pole, Wood: 7911000000 | 0 | 0 | 0
Post Insulators: 4272000000 | 9872.01 | 520.3608 | 9351.6492
Right-Of-Ways - Non-Depreciable: 4554XXXXXX | 53044.04 | -303.6764 | 53347.7164
Static Wire (Transmission Lines): 1682000000 | 22582.76 | 1190.3535 | 21392.4065
Suspension Insulators: 4273000000 | 21395.56 | 1127.7754 | 20267.7846
256 (T) Burnt Mill # 74 - Red Creek Rd # 35 | 2223290.7 | 101926.955 | 2121363.745
Conductor, Oh Acsr Bare 795 Mcm: 1681097950 | 467971.5 | 24667.1147 | 443304.3853
Conductor, Oh: 1681000000 | 0 | 0 | 0
Crossarm Assemblies, Wood: 7914000000 | 0 | 0 | 0
Crossarm, Wood: 2451000000 | 175235.1 | 7738.948 | 167496.152
Estimated Additions: 0010000000 | 0 | 0 | 0
FIBER OPTIC GROUND WIRE: 1683000000 | 181242.75 | 9553.4358 | 171689.3142
Land Rights - Non-Depreciable: 4552XXXXXX | 13008.29 | -340.3637 | 13348.6537
Land: 4481XXXXXX | 30010.55 | -678.3075 | 30688.8575
Pole, Steel: 6165000000 | 856444.29 | 37823.3462 | 818620.9438
Pole, Wood, 65' Or Greater: 6161650000 | 369676.25 | 16326.0973 | 353350.1527
Pole, Wood: 7911000000 | 0 | 0 | 0
Static Wire (Transmission Lines): 1682000000 | 35961.12 | 1895.5365 | 34065.5835
Suspension Insulators: 4273000000 | 93740.85 | 4941.1477 | 88799.7023
259 (T) West Station #1 - Pueblo Resevoir | 2123700.87 | 52043.1215 | 2071657.7485
Conductor, Oh Acsr Bare 336.4 Mcm: 1681083360 | 0 | 0 | 0
Conductor, Oh Acsr Bare 795 Mcm: 1681097950 | 464398.6 | 17484.8488 | 446913.7512
Conductor, Oh: 1681000000 | 0 | 0 | 0
Crossarm Assemblies, Wood: 7914000000 | 0 | 0 | 0
Crossarm, Assy: 2453000000 | 42743.99 | 5663.1376 | 37080.8524
Crossarm, Wood: 2451000000 | 123386.14 | 3892.2355 | 119493.9045
Estimated Additions: 0010000000 | 0 | 0 | 0
FIBER OPTIC GROUND WIRE: 1683000000 | 35138.4 | -21439.5394 | 56577.9394
Guys: 4060000000 | 0 | 0 | 0
Land Rts - Depreciable: 4562XXXXXX | 1100 | -0.23104 | 1100.231
Pole, Steel: 6165000000 | 1071449.42 | 33799.0434 | 1037650.3766
Pole, Wood, 50': 6161500000 | 0 | 0 | 0
Pole, Wood, 55': 6161550000 | 8762.43 | 276.4123 | 8486.0177
Pole, Wood, 60': 6161600000 | 13371.65 | 421.8108 | 12949.8392
Pole, Wood, 65' Or Greater: 6161650000 | 284163.72 | 8963.99 | 275199.73
Pole, Wood: 7911000000 | 0 | 0 | 0
Static Wire (Transmission Lines): 1682000000 | 33886.38 | 1275.8398 | 32610.5402
Suspension Insulators: 4273000000 | 45300.14 | 1705.5738 | 43594.5662
262 (T) Pueblo Plant #88 | 1271535.87 | 357500.6923 | 914035.1777
ARE-Acquired Reserve Elimination: | -666.04 | -666.2375 | 0.19749
Conductor, Oh: 1681000000 | 196784.76 | 132230.5888 | 64554.1712
Crossarm Assemblies, Wood: 7914000000 | 306316.02 | 44840.7368 | 261475.2832
Land Rights - Non-Depreciable: 4552XXXXXX | 30394.31 | -593.706 | 30988.016
Land: 4481XXXXXX | 1684.89 | -34.65 | 1719.54
Other Cable (FIBER OPTIC): 0834100000 | 353721.68 | 50607.6576 | 303114.0224
Pin Insulators: 4271000000 | 2065.68 | 637.7459 | 1427.9341
Pole, Wood, 65' Or Greater: 6161650000 | 185758.17 | 22267.1309 | 163491.0391
Pole, Wood: 6161000000 | 1309.01 | 272.5334 | 1036.4766
Pole, Wood: 7911000000 | 177126.53 | 97265.1753 | 79861.3547
Post Insulators: 4272000000 | 2775.26 | 418.2977 | 2356.9623
Static Wire (Transmission Lines): 1682000000 | 14265.6 | 10255.4195 | 4010.1805
266 (T) PSCO Tap then #23 - West Station # 1 | 542119.37 | 58016.7832 | 484102.5868
A dummy retirement unit: | 0 | 0 | 0
AIRBRK-ELEC-3PH69-170KV- >= 2000AM: 7982117020 | 115598.37 | 13057.0151 | 102541.3549
Anchors: 0140000000 | 27640.97 | 2615.8167 | 25025.1533
Breaker, 115 KV: 6212115115 | 77342.63 | 8735.9699 | 68606.6601
Conductor, Oh Copper Bare 1/0: 1683050000 | 867.42 | 97.9764 | 769.4436
Conductor, Oh Copper Bare 4: 1683030000 | 3829.11 | 432.5039 | 3396.6061
Insulator, Disc 10": 4270100000 | 8684.1 | 980.8826 | 7703.2174
Other Cable (FIBER OPTIC): 0834100000 | 69585.57 | 7859.798 | 61725.772
Other Interruptive Dev 115-161 Kv: 6219115000 | 49274.15 | 5565.5916 | 43708.5584
Pole, Steel: 6165000000 | 147966.66 | 14002.8974 | 133963.7626
Post Insulators: 4272000000 | 20156.77 | 2276.7384 | 17880.0316
Scada Equip - Rtu: 8191130000 | 14431.56 | 1630.0671 | 12801.4929
Scada Equip -Modem: 8191015500 | 6742.06 | 761.5261 | 5980.5339
269 (T) Desert Cove - Fountain Valley (was W Stn-Midway) | 2954459.63 | 185516.0605 | 2768943.5695
Conductor, Oh Acsr Bare 795 Mcm: 1681097950 | 1117249.06 | 75717.019 | 1041532.041
Conductor, Oh: 1681000000 | 0 | 0 | 0
Crossarm Assemblies, Wood: 7914000000 | 0 | 0 | 0
Crossarm, Wood: 2451000000 | 287209.67 | 16308.1327 | 270901.5373
Estimated Additions: 0010000000 | 0 | 0 | 0
FIBER OPTIC GROUND WIRE: 1683000000 | 0 | 0 | 0
Insulators-Post- 115kv: 4272115000 | 0 | 0 | 0
Other Cable (FIBER OPTIC): 0834100000 | 272065.5 | 18438.1347 | 253627.3653
Pole, Steel, 60': 6165600000 | 153070.71 | 8691.5508 | 144379.1592
Pole, Steel, 65' Or Greater: 6165650000 | 204742.45 | 11625.5384 | 193116.9116
Pole, Wood, 55': 6161550000 | 13299.49 | 755.1621 | 12544.3279
Pole, Wood, 60': 6161600000 | 26863.11 | 1525.3218 | 25337.7882
Pole, Wood, 65' Or Greater: 6161650000 | 739664.25 | 41999.0829 | 697665.1671
Pole, Wood: 7911000000 | 0 | 0 | 0
Post Insulators: 4272000000 | 6631.33 | 449.4115 | 6181.9185
Static Wire (Transmission Lines): 1682000000 | 0 | 0 | 0
Structure: 7911100000 | 66554.76 | 5458.6464 | 61096.1136
Suspension Insulators: 4273000000 | 67109.3 | 4548.0603 | 62561.2397
270 (T) West Station - Desert Cove | 3443775.71 | 371536.1633 | 3072239.5467
Conductor, Oh Acsr Bare 795 Mcm: 1681097950 | 178593.33 | 21323.0523 | 157270.2777
Crossarm, Wood: 2451000000 | 33673.01 | 2336.885 | 31336.125
FIBER OPTIC GROUND WIRE: 1683000000 | 3264.82 | 270.4288 | 2994.3912
Other Cable (FIBER OPTIC): 0834100000 | 200872.52 | 25714.0448 | 175158.4752
Pole, Steel, 60': 6165600000 | 189690.11 | 20344.9377 | 169345.1723
Pole, Steel, 65' Or Greater: 6165650000 | 2712641.48 | 290940.4286 | 2421701.0514
Pole, Wood, 45': 6161450000 | 1069.23 | 74.2039 | 995.0261 | Exclude
Pole, Wood, 55': 6161550000 | 35353.84 | 2453.5335 | 32900.3065
Pole, Wood, 60': 6161600000 | 50693.32 | 5437.0385 | 45256.2815
Pole, Wood, 65' Or Greater: 6161650000 | 37201.45 | 2581.7564 | 34619.6936
Static Wire (Transmission Lines): 1682000000 | 722.6 | 59.8538 | 662.7462
271 (T) Fountain Valley - Midway Sub | 2141655.41 | 99385.7456 | 2042269.6644
Conductor, Fiber Optic : 1680150000 | 86744.34 | 4572.3566 | 82171.9834
Conductor, Oh Acsr Bare 795 Mcm: 1681097950 | 313532.45 | 16526.5212 | 297005.9288
Estimated Additions: 0010000000 | 0 | 0 | 0
Pole, Steel, 65' Or Greater: 6165650000 | 0 | 0 | 0
Pole, Steel: 7912000000 | 1292754.67 | 57092.2218 | 1235662.4482
Post Insulators: 4272000000 | 154424.01 | 8139.8008 | 146284.2092
Structure - Steel: 7841085000 | 286943.35 | 12672.3452 | 274271.0048
Suspension Insulators: 4273000000 | 7256.59 | 382.5001 | 6874.0899
290 (T) Canon West Sub - Arequa Gulch Sub | 13327311.74 | 2843730.3973 | 10483581.3427
Anchors: 0140000000 | 123179.83 | 24091.5112 | 99088.3188
Arrester - 0-10,000 Volts: 0210100000 | 145106.48 | 33872.6714 | 111233.8086 | Exclude
Conductor, Oh Acsr Bare 4: 1681030000 | 115141.53 | 26877.857 | 88263.673
Conductor, Oh Acsr Bare 477 Mcm: 1681090000 | 5341.23 | 1246.8205 | 4094.4095
Conductor, Oh Acsr Poly/WP 266.8Mcm: 1682080000 | 4026352.87 | 939884.475 | 3086468.395
Crossarm Assemblies, Wood: 7914000000 | 2333.51 | 1693.3147 | 640.1953
Crossarm, Steel: 2452000000 | 843.6 | 164.9913 | 678.6087
Crossarm, Wood: 2451000000 | 252645.88 | 49412.4812 | 203233.3988
Estimated Additions: 0010000000 | 0 | 0 | 0
Guys: 4060000000 | 229622.93 | 25950.3779 | 203672.5521
Insulator, 115KV: | 1672455.67 | 390406.6956 | 1282048.9744
Insulator, 230kv: | 2132.42 | 497.7776 | 1634.6424
Insulator: | 1716646.06 | 400722.2002 | 1315923.8598
Land Rights - Non-Depreciable: 4552XXXXXX | 111211.69 | -896.1485 | 112107.8385
Pole, Wood, 65' Or Greater: 6161650000 | 187648.34 | 13896.8699 | 173751.4701
Pole, Wood: 7911000000 | 27037.3 | 16304.0288 | 10733.2712
Right-Of-Ways - Non-Depreciable: 4554XXXXXX | 61492.66 | -412.2074 | 61904.8674
Static Wire (Transmission Lines): 1682000000 | 16072.33 | 14080.8483 | 1991.4817
Wood 1 Pole 35': 7911013500 | 247980.11 | 48499.9499 | 199480.1601
Wood 1 Pole 55': 7911015500 | 256986 | 50261.3219 | 206724.6781
Wood 1 Pole 60': 7911016000 | 252204.21 | 49326.0994 | 202878.1106
Wood 1 Pole 65': 7911016500 | 808049.66 | 158038.3525 | 650011.3075
Wood 1 Pole 70': 7911017000 | 1042453.21 | 203882.9988 | 838570.2112
Wood 1 Pole 75': 7911017500 | 960064.59 | 187769.4325 | 772295.1575
Wood 1 Pole 80': 7911018000 | 387813.49 | 75848.5624 | 311964.9276
Wood 1 Pole 85': 7911018500 | 277218.67 | 54218.4275 | 223000.2425
Wood 1 Pole 90': 7911019000 | 258572.18 | 50571.547 | 208000.633
Wood 1 Pole 95': 7911019500 | 140705.29 | 27519.1406 | 113186.1494
295 (T) Airport Memorial to Reade | 3555564.98 | 664778.7168 | 2890786.2632
Anchors: 0140000000 | 84592.96 | 15477.2912 | 69115.6688
Conductor, Oh Acsr Bare 6: 1681020000 | 2638.81 | 576.2449 | 2062.5651
Conductor, Oh Acsr Bare 795 Mcm: 1681097950 | 810298.89 | 176947.4076 | 633351.4824
Conductor, Oh Copper Bare 4: 1683030000 | 20617.52 | 4502.3099 | 16115.2101
Crossarm Assemblies, Wood: 7914000000 | 48784.5 | 8925.7063 | 39858.7937
Guys: 4060000000 | 49497.87 | 9056.2258 | 40441.6442
Insulator, 115KV: | 293581.91 | 64110.3654 | 229471.5446
Insulator: | 18917.17 | 4130.9994 | 14786.1706
Insulators-Pin & Cap-15kv: 4271015000 | 1521.3 | 332.2109 | 1189.0891 | Exclude
Insulators-Post-69kv: 4272069000 | 8936.61 | 1951.5144 | 6985.0956 | Exclude
Land Rights - Non-Depreciable: 4552XXXXXX | 24568.39 | -561.7301 | 25130.1201
Pole, Other, 41' - 50': | 1396.18 | 255.4478 | 1140.7322 | Exclude
Pole, Wood, 30' - 40': 6161400000 | 2366.07 | 432.9007 | 1933.1693 | Exclude
Pole, Wood, 60': 6161600000 | 12145.9 | 2222.2373 | 9923.6627
Pole, Wood, 65' Or Greater: 6161650000 | 1152849.66 | 210927.5988 | 941922.0612
Pole, Wood: 7911000000 | 294811.72 | 53939.3213 | 240872.3987
Post Insulators: 4272000000 | 295312.4 | 64488.2577 | 230824.1423
Right-Of-Ways - Non-Depreciable: 4554XXXXXX | 210735.21 | -1412.634 | 212147.844
Static Wire (Transmission Lines): 1682000000 | 82009.68 | 17908.7007 | 64100.9793
Suspension Insulators: 4273000000 | 139982.23 | 30568.3409 | 109413.8891
296 (T) Reader-Rattle Snake Butte | 16563380.5 | 2895281.7455 | 13668098.7545
Conductor, Fiber Optic : 1680150000 | 1140314.22 | 214667.1053 | 925647.1147
Conductor, Oh Acsr Bare 795 Mcm: 1681097950 | 5419861.77 | 1020303.0156 | 4399558.7544
Conductor, Oh Copper Bare 4: 1683030000 | 193075.5 | 36346.9629 | 156728.5371
Crossarm Assemblies, Wood: 7914000000 | 491125.77 | 77463.2099 | 413662.5601
DNU Dampers, Vibration: 1680100000 | 451171.94 | 84934.2862 | 366237.6538
Insulator, 115KV: | 1486831.96 | 279899.9674 | 1206931.9926
Insulator: | 77825.38 | 14650.8294 | 63174.5506
Pole, Wood, 60': 6161600000 | 1119384.24 | 176555.786 | 942828.454
Pole, Wood, 65' Or Greater: 6161650000 | 4540366.14 | 716132.9271 | 3824233.2129
Right-Of-Ways - Non-Depreciable: 4554XXXXXX | 180994.27 | -978.4496 | 181972.7196
Static Wire (Transmission Lines): 1682000000 | 451859.73 | 85063.7645 | 366795.9655
Suspension Insulators: 4273000000 | 1010569.58 | 190242.3408 | 820327.2392
298 (T) Rattlesnake - PV Sub | 4970490.75 | 489800.0331 | 4480690.7169
Cable, Oh-Other 2: 0840090000 | 133076.7 | 17035.3826 | 116041.3174 | Exclude
Conductor, Oh Acsr Bare 795 Mcm: 1681097950 | 1596197.42 | 204332.041 | 1391865.379 | Exclude
Crossarm, Wood: 2451000000 | 144640.9 | 15513.25 | 129127.65 | Exclude
Other Cable (FIBER OPTIC): 0834100000 | 335832.67 | 42990.5312 | 292842.1388 | Exclude
Pole, Wood: 6161000000 | 1630622.47 | 174890.0486 | 1455732.4214 | Exclude
Right-Of-Ways - Non-Depreciable: 4554XXXXXX | 832498.88 | -3060.2992 | 835559.1792 | Exclude
Suspension Insulators: 4273000000 | 297621.71 | 38099.0789 | 259522.6311 | Exclude
30387 FOUNTAIN LAKE 115/69 T | 5851934.12 | 851424.5307 | 5000509.5893
Arrester - 69,001-146,000 Volts: 0211460000 | 100572.22 | 14894.8172 | 85677.4028
Breaker, Gas - 115-161 Kv: 6212115000 | 353849.87 | 52405.417 | 301444.453
Bus and Station Conductor: 0770000000 | 323716.76 | 47942.682 | 275774.078
Cable Trench: 1824000000 | 117858.04 | 17454.8594 | 100403.1806
Clearing & Grading: 1260000000 | 51483.03 | 6086.0659 | 45396.9641
Cntl Cbl Switchgear Metal-Clad: 1965210000 | 1002207.97 | 148427.7119 | 853780.2581 | Exclude
Cond. Control Cable, Other: 0772000000 | 94757.86 | 14033.7063 | 80724.1537
Conduit, Unknown type: 1825000000 | 117858.04 | 17454.8594 | 100403.1806
Estimated Additions: 0010000000 | 0 | 0 | 0
Fence: 3220000000 | 34571.69 | 4086.892 | 30484.798
Foundation, Equipment: 3360000000 | 377145.74 | 55855.5519 | 321290.1881
Grounding Systems, Station: 3920000000 | 133572.45 | 19782.1747 | 113790.2753
Land: 4481XXXXXX | 45563.57 | -161.5602 | 45725.1302
Metering - Primary (Substation): 5100100000 | 2322.46 | 343.958 | 1978.502
Pwr Trfrmr Nbr Xxxxxxx: 9105XXXXXX | 1751685.83 | 259425.9151 | 1492259.9149
SECURITY SYSTEM: 0630000027 | 8270.16 | 898.1988 | 7371.9612
Station Rock: 7702000000 | 182129.96 | 21530.4914 | 160599.4686
Structure: 7911100000 | 848577.89 | 125674.988 | 722902.902
Switches - Over 34500v: 7986900000 | 235716.13 | 34909.7262 | 200806.4038
Transf Mtr Pot And Cur Pri <44kv: | 70074.45 | 10378.0758 | 59696.3742 | Exclude
30620 PUEBLO WEST INDISTRIAL PARK SUB 115kV/13.8kV | 4043113.44 | 37705.8602 | 4005407.5798
Arrester - 69,001-146,000 Volts: 0211460000 | 22015.27 | 217.3649 | 21797.9051
Batteries, Storage - Station: 0353000000 | 81591.12 | 805.5793 | 80785.5407
Bdgs-HVAC: | 12009.55 | 118.5747 | 11890.9753
Breaker, 115 KV: 6212115115 | 514602.27 | 5080.8586 | 509521.4114
Bus Bar: 0771000000 | 167557.93 | 1654.3614 | 165903.5686
Cable Trench: 1824000000 | 109412.46 | 1080.2697 | 108332.1903
Clearing & Grading: 1260000000 | 65967.98 | 519.895 | 65448.085
Communications Equip: | 17078.51 | 168.6224 | 16909.8876
Conduit, Unknown type: 1825000000 | 38045.93 | 375.6415 | 37670.2885
Control Bldg w/Relay & Ctrl Panels: 1968000000 | 978508.38 | 9661.1753 | 968847.2047
Estimated Additions: 0010000000 | 0 | 0 | 0
Foundation, Equipment: 3360000000 | 344863.2 | 3404.962 | 341458.238
Foundation, Switchgear: 3363000000 | 56869.33 | 561.4919 | 56307.8381
Land Rights - Non-Depreciable: 4552XXXXXX | 150000 | -32.43 | 150032.43
Other Structures & Improvements: 7709900000 | 37803.98 | 373.2527 | 37430.7273
POWER AND CONTROL CABLE: 0772100000 | 103899.68 | 1025.84 | 102873.84
SECURITY SYSTEM: 0630000027 | 14926 | 147.3699 | 14778.6301
Station Rock: 7702000000 | 285305.24 | 2248.4963 | 283056.7437
Structure - Steel: 7841085000 | 380148.28 | 3753.3446 | 376394.9354
Switches - Over 34500v: 7986900000 | 460419.69 | 4545.894 | 455873.796
Transf Instr Cur Pot Volt Ccvolt: | 107646.36 | 1062.8323 | 106583.5277
Transformer, Station Service: | 82356.55 | 813.1367 | 81543.4133
Yard Lighting Systems: 7700900000 | 12085.73 | 119.3269 | 11966.4031
30704 HOGBACK SUB 115kV/13.8kV | 2939857.56 | 129598.444 | 2810259.116
Arrester - 69,001-146,000 Volts: 0211460000 | 13431.49 | 663.0712 | 12768.4188
Batteries, Storage - Station: 0353000000 | 24867.54 | 1227.6336 | 23639.9064
Bdgs-HVAC: | 8142.33 | 401.9617 | 7740.3683
Breaker, 115 KV: 6212115115 | 388532.15 | 19180.6317 | 369351.5183
Bus and Station Conductor: 0770000000 | 120008.52 | 5924.4498 | 114084.0702
Cable Trench: 1824000000 | 48369.95 | 2387.875 | 45982.075
Clearing & Grading: 1260000000 | 418144.29 | 16476.9757 | 401667.3143
Cond. Control Cable, Other: 0772000000 | 75023.48 | 3703.6774 | 71319.8026
Conductor, Fiber Optic : 1680150000 | 1725.74 | 85.1945 | 1640.5455
Conduit, Unknown type: 1825000000 | 66596.16 | 3287.6466 | 63308.5134
Control Bldg w/Relay & Ctrl Panels: 1968000000 | 210054.29 | 10369.7312 | 199684.5588
Estimated Additions: 0010000000 | 0 | 0 | 0
Fence: 3220000000 | 27454.89 | 1355.3631 | 26099.5269
Foundation, Other: 3369000000 | 240257.6 | 11860.7753 | 228396.8247
Foundation, Switchgear: 3363000000 | 36857.54 | 1819.5429 | 35037.9971
Grounding Systems, Station: 3920000000 | 114003.18 | 5627.9847 | 108375.1953
Land: 4481XXXXXX | 188661.51 | -579.7757 | 189241.2857
Landscaping: 7701000000 | 30134.5 | 1487.6471 | 28646.8529
SECURITY SYSTEM: 0630000027 | 2130.32 | 105.1673 | 2025.1527
Station Rock: 7702000000 | 147994.94 | 5831.7406 | 142163.1994
Structure - Steel: 7841085000 | 347759.1 | 17167.7922 | 330591.3078
Switches - Over 34500v: 7986900000 | 311342.75 | 15370.0295 | 295972.7205
Transformers, Current: 8750000000 | 105408.53 | 5203.6934 | 100204.8366
Yard Lighting Systems: 7700900000 | 12956.76 | 639.6352 | 12317.1248
700 (D) West Station - Belmont Tap | 0 | 0 | 0
Aerial Markers: 1680120000 | 0 | 0 | 0
Crossarm Assemblies, Wood: 7914000000 | 0 | 0 | 0
High Profile Struct-Foundation: 7842000000 | 0 | 0 | 0
Pole, Wood: 7911000000 | 0 | 0 | 0
Post Insulators: 4272000000 | 0 | 0 | 0
Suspension Insulators: 4273000000 | 0 | 0 | 0
700 (T) Airport Industrial - Airport Memorial | 79059.77 | 13003.1182 | 66056.6518
Aerial Markers: 1680120000 | 20619.6 | 2018.4801 | 18601.1199
Crossarm Assemblies, Wood: 7914000000 | 12294.95 | 2714.9225 | 9580.0275
Estimated Additions: 0010000000 | 0 | 0 | 0
High Profile Struct-Foundation: 7842000000 | 30999.81 | 3715.9971 | 27283.8129
Pole, Wood: 7911000000 | 3376.75 | 958.6813 | 2418.0687
Post Insulators: 4272000000 | 11315.21 | 3475.5304 | 7839.6796
Suspension Insulators: 4273000000 | 453.45 | 119.5068 | 333.9432
720 (D) Blende Sub #49 -St Charles Sub #167 | 0 | 0 | 0
Crossarm Assemblies, Wood: 7914000000 | 0 | 0 | 0
Crossarm, Wood: 2451000000 | 0 | 0 | 0
Cutouts, 7,501-15,000 Volts: 2521016000 | 0 | 0 | 0
Photoelectric Relay (Cells): 8052000000 | 0 | 0 | 0
Pole, Wood, 60': 6161600000 | 0 | 0 | 0
724 (D) Blende Sub # 61-Reader Sub #1 | 0 | 0 | 0
Crossarm Assemblies, Wood: 7914000000 | 0 | 0 | 0
Pole, Wood: 7911000000 | 0 | 0 | 0
Suspension Insulators: 4273000000 | 0 | 0 | 0
764 (D) Stonemoore Hills #27 - Sunset Park # 73 | 0 | 0 | 0
Crossarm Assemblies, Wood: 7914000000 | 0 | 0 | 0
Suspension Insulators: 4273000000 | 0 | 0 | 0
772 (D) Freemary #208-Prairie Ave #108 | 0 | 0 | 0
Pole, Wood: 7911000000 | 0 | 0 | 0
788 (D) St.Charles Sub - PDA Tap | 0 | 0 | 0
Crossarm Assemblies, Wood: 7914000000 | 0 | 0 | 0
800 (T) Boone to S Fowler | 11848665.89 | 394420.1947 | 11454245.6953
Conductor, Fiber Optic : 1680150000 | 366112.72 | 13784.3343 | 352328.3857
Conductor, Oh Acsr Bare 795 Mcm: 1681097950 | 2854920.81 | 107489.2531 | 2747431.5569
Estimated Additions: 0010000000 | 0 | 0 | 0
Land Rights - Non-Depreciable: 4552XXXXXX | 35799.34 | -672.7602 | 36472.1002
Pole - Laminated: | 333104.78 | 10507.8436 | 322596.9364
POLE, STEEL, 55': 6165550000 | 50418.91 | 1590.4726 | 48828.4374
Pole, Steel, 65' Or Greater: 6165650000 | 7622151.23 | 240441.9801 | 7381709.2499
Post Insulators: 4272000000 | 565289.79 | 21283.4545 | 544006.3355
Right-Of-Ways - Depreciable: 4564XXXXXX | 20868.31 | -4.3832 | 20872.6932
808 (D) Fowler Sub #423-Manzanola Sub #213 | 0 | 0 | 0
Conductor, Oh Copper Bare 4: 1683030000 | 0 | 0 | 0
Crossarm, Wood: 2451000000 | 0 | 0 | 0
Pole, Wood, 60': 6161600000 | 0 | 0 | 0
Pole, Wood, 65' Or Greater: 6161650000 | 0 | 0 | 0
Pole, Wood: 6161000000 | 0 | 0 | 0
Pole, Wood: 7911000000 | 0 | 0 | 0
816 (D) Manzanola RES #174 L1-Rocky Ford #1 | 0 | 0 | 0
Anchors: 0140000000 | 0 | 0 | 0
Crossarm, Wood: 2451000000 | 0 | 0 | 0
820 (D) Rocky Ford Sub- #1- S Fowler Tap #73 | 0 | 0 | 0
Conductor, Oh Copper Bare 4: 1683030000 | 0 | 0 | 0
Crossarm Assemblies, Wood: 7914000000 | 0 | 0 | 0
Suspension Insulators: 4273000000 | 0 | 0 | 0
824 (D) Rocky Ford Plant - La Junta Sub | 0 | 0 | 0
Crossarm Assemblies, Wood: 7914000000 | 0 | 0 | 0
Pole, Wood, 65' Or Greater: 6161650000 | 0 | 0 | 0
Pole, Wood: 7911000000 | 0 | 0 | 0
Suspension Insulators: 4273000000 | 0 | 0 | 0
840 (T) Holcim Switch # 11- Portland Sub | 29934.95 | 16660.0841 | 13274.8659
Anchors: 0140000000 | 1548.33 | 459.1184 | 1089.2116
Conductor, Oh: 1681000000 | 11160.31 | 6302.8708 | 4857.4392
Crossarm Assemblies, Wood: 7914000000 | 1089.08 | 608.3164 | 480.7636
Pole, Wood: 7911000000 | 9915.54 | 5528.6993 | 4386.8407
Post Insulators: 4272000000 | -295.22 | -104.4804 | -190.7396
Static Wire (Transmission Lines): 1682000000 | 7394.71 | 4176.2193 | 3218.4907
Suspension Insulators: 4273000000 | -877.8 | -310.6596 | -567.1404
852 (D) Highland Tap- South Canon #433 | 0 | 0 | 0
Crossarm, Wood: 2451000000 | 0 | 0 | 0
Pole, Wood, 55': 6161550000 | 0 | 0 | 0
Pole, Wood, 65' Or Greater: 6161650000 | 0 | 0 | 0
884 (D) Florence Sub #18 - #366 Highland Tap | 0 | 0 | 0
Pole, Other: 7910000000 | 0 | 0 | 0
Pole, Wood, 30' - 40': 6161400000 | 0 | 0 | 0
894 (D) Canon City-S Canon-Cotr Mil Tap #26 | 0 | 0 | 0
Anchors: 0140000000 | 0 | 0 | 0
Conductor, Oh Copper Bare 4: 1683030000 | 0 | 0 | 0
Crossarm Assemblies, Wood: 7914000000 | 0 | 0 | 0
Crossarm, Wood: 2451000000 | 0 | 0 | 0
Guys: 4060000000 | 0 | 0 | 0
Insulators-Post- 115kv: 4272115000 | 0 | 0 | 0
Pole, Wood, 50': 6161500000 | 0 | 0 | 0
Pole, Wood, 55': 6161550000 | 0 | 0 | 0
Pole, Wood, 60': 6161600000 | 0 | 0 | 0
Pole, Wood, 65' Or Greater: 6161650000 | 0 | 0 | 0
Pole, Wood: 7911000000 | 0 | 0 | 0
Suspension Insulators: 4273000000 | 0 | 0 | 0
BHCOE PAGS UNIT 1 | 2542266.49 | 622596.8978 | 1919669.5922
Step-Up Foundation: 8608600000 | 49853.55 | 7383.3462 | 42470.2038
Step-Up Transformer: 8609600000 | 2492412.94 | 615213.5517 | 1877199.3883
BHCOE PAGS UNIT 2 | 2542266.47 | 622596.8909 | 1919669.5791
Step-Up Foundation: 8608600000 | 49853.57 | 7383.3491 | 42470.2209
Step-Up Transformer: 8609600000 | 2492412.9 | 615213.5418 | 1877199.3582
CO - CANON CITY - CANON CITY | 0 | 0 | 0
Estimated Additions: 0010000000 | 0 | 0 | 0
CO - CHERAW - CHERAW | 0 | 0 | 0
Estimated Additions: 0010000000 | 0 | 0 | 0
CO - CROWLEY - CROWLEY | 0 | 0 | 0
Conductor, Oh Copper Bare 3/0: 1683040030 | 0 | 0 | 0
Estimated Additions: 0010000000 | 0 | 0 | 0
CO - CRPPLE CRK - CRIPPLE CREEK | 0 | 0 | 0
Estimated Additions: 0010000000 | 0 | 0 | 0
CO - FLORENCE - FLORENCE | 0 | 0 | 0
Cable, Urd-Triplex, 4/0: 0853140000 | 0 | 0 | 0
Estimated Additions: 0010000000 | 0 | 0 | 0
CO - FOWLER1 - FOWLER | 0 | 0 | 0
Estimated Additions: 0010000000 | 0 | 0 | 0
CO - FREMNT RL1 - FREMONT CNTY RUR - FLO | 0 | 0 | 0
Estimated Additions: 0010000000 | 0 | 0 | 0
CO - FREMONT RL - FREMONT CNTY RUR - CAN CTY | 0 | 0 | 0
Estimated Additions: 0010000000 | 0 | 0 | 0
Insulators-Post-25kv: 4272025000 | 0 | 0 | 0
CO - LINCOLN PK - LINCOLN PARK | 0 | 0 | 0
Estimated Additions: 0010000000 | 0 | 0 | 0
CO - MICROWAVE SITE - BACULITE MESA | 0 | 0 | 0
Estimated Additions: 0010000000 | 0 | 0 | 0
CO - MICROWAVE SITE - GRANDVIEW | 0 | 0 | 0
Estimated Additions: 0010000000 | 0 | 0 | 0
CO - N LA JUNTA - NORTH LA JUNTA | 0 | 0 | 0
Estimated Additions: 0010000000 | 0 | 0 | 0
CO - OLNEY SPRG - OLNEY SPRINGS | 0 | 0 | 0
Estimated Additions: 0010000000 | 0 | 0 | 0
CO - ORDWAY - ORDWAY | 0 | 0 | 0
Cutouts, 7,501-15,000 Volts: 2521016000 | 0 | 0 | 0
Estimated Additions: 0010000000 | 0 | 0 | 0
CO - OTERO RURL - OTERO CNTY RUR | 0 | 0 | 0
Estimated Additions: 0010000000 | 0 | 0 | 0
CO - PENROSE - PENROSE | 0 | 0 | 0
Arrester - 0-10,000 Volts: 0210100000 | 0 | 0 | 0
Cable, Urd-Triplex, 1/0: 0853110000 | 0 | 0 | 0
Cable, Urd-Triplex, 4/0: 0853140000 | 0 | 0 | 0
Estimated Additions: 0010000000 | 0 | 0 | 0
CO - PUEBLO - PUEBLO | 0 | 0 | 0
A dummy retirement unit: | 0 | 0 | 0
Cable, Oh-Duplex 6 & Sma: 0842070000 | 0 | 0 | 0
Estimated Additions: 0010000000 | 0 | 0 | 0
CO - PUEBLO (T) | 0 | 0 | 0
A dummy retirement unit: | 0 | 0 | 0
Arrester - Other DNU: | 0 | 0 | 0
Breaker, 115 KV: 6212115115 | 0 | 0 | 0
Breaker, 230 KV: 6212115230 | 0 | 0 | 0
Building - Station Control: 0630000026 | 0 | 0 | 0
BUILDING STRUCTURE: 0630100000 | 0 | 0 | 0
Bus and Station Conductor: 0770000000 | 0 | 0 | 0
Estimated Additions: 0010000000 | 0 | 0 | 0
Insulator: | 0 | 0 | 0
Roads: 7701300000 | 0 | 0 | 0
STATION SERVICE TRANSFORMER: 8607400000 | 0 | 0 | 0
Structure: 7911100000 | 0 | 0 | 0
Switches-Disconnect >= 115kv: | 0 | 0 | 0
TRANSFORMER, VOLTAGE: 8608500000 | 0 | 0 | 0
CO - PUEBLO RL - PUEBLO CNTY RUR - PUEB | 0 | 0 | 0
Estimated Additions: 0010000000 | 0 | 0 | 0
CO - PUEBLO S - PUEBLO SOUTH | 0 | 0 | 0
Estimated Additions: 0010000000 | 0 | 0 | 0
CO - PUEBLO WST - PUEBLO WEST | 0 | 0 | 0
Estimated Additions: 0010000000 | 0 | 0 | 0
CO - ROCKY FORD - ROCKY FORD | 0 | 0 | 0
Estimated Additions: 0010000000 | 0 | 0 | 0
CO Elec Asset Grp - Pueblo | 0 | 0 | 0
Estimated Additions: 0010000000 | 0 | 0 | 0
CO- PUEBLO (G) | 0 | 0 | 0
A dummy retirement unit: | 0 | 0 | 0
COE ELEC GEN-BUSCH RANCH WIND PRJCT | 308060.51 | 76039.9681 | 232020.5419
Estimated Additions: 0010000000 | 0 | 0 | 0
Non Detailed Property Unit: 9999999999 | 0 | 0 | 0
Step-Up Transformer: 8609600000 | 308060.51 | 76039.9681 | 232020.5419
COE ELEC GEN-PAGS UNIT # 6 | 2655926.72 | 445790.5805 | 2210136.1395
Estimated Additions: 0010000000 | 0 | 0 | 0
Step-Up Transformer: 8609600000 | 2655926.72 | 445790.5805 | 2210136.1395
COE ELEC GEN-PEAKVIEW WIND (LA) | 0 | 0 | 0
A dummy retirement unit: | 0 | 0 | 0
Estimated Additions: 0010000000 | 0 | 0 | 0
COE-BUSCH RANCH 115KV LINE | 0 | 0 | 0
A dummy retirement unit: | 0 | 0 | 0
Estimated Additions: 0010000000 | 0 | 0 | 0
COE-BUSCH RANCH 115KV WIND SUB | 0 | 0 | 0
Estimated Additions: 0010000000 | 0 | 0 | 0
Non Detailed Property Unit: 9999999999 | 0 | 0 | 0
CO-FREMONT CO | 0 | 0 | 0
Estimated Additions: 0010000000 | 0 | 0 | 0
CO-PUEBLO CO | -10874.12 | -1196.4497 | -9677.6703
Estimated Additions: 0010000000 | 0 | 0 | 0
Pole, Wood, 65' Or Greater: 6161650000 | -11016.12 | -1196.4297 | -9819.6903
Right-Of-Ways - Depreciable: 4564XXXXXX | 142 | -0.020001 | 142.02
Peak View Substation | 3197394.81 | 480214.793 | 2717180.017
Arrester - 23,001-34,500 Volts: 0210690000 | 16233.07 | 2724.6797 | 13508.3903 | Exclude
Arrester - 69,001-146,000 Volts: 0211460000 | 5411.01 | 908.2243 | 4502.7857 | Exclude
Batteries, Storage: 0350000000 | 78669.98 | 13204.5571 | 65465.4229 | Exclude
Battery Charger: 0300000000 | 28785.99 | 4831.6556 | 23954.3344 | Exclude
Breaker, 115 KV: 6212115115 | 143290.22 | 1414.7574 | 141875.4626 | Exclude
Breaker, 15.5 KV: | 26477 | 4444.0975 | 22032.9025 | Exclude
Breaker, Other: 6212115999 | 79430.98 | 13332.289 | 66098.691 | Exclude
Building - Station Control: 0630000026 | 177639.64 | 29816.3641 | 147823.2759 | Exclude
Communications - JMUX Equip: | 42439.33 | 7123.3342 | 35315.9958 | Exclude
Controls - Station: 1969000000 | 101854.4 | 17096.0033 | 84758.3967 | Exclude
Deadend Tower: 7848000000 | 31829.5 | 5342.501 | 26486.999 | Exclude
Estimated Additions: 0010000000 | 0 | 0 | 0 | Exclude
Fence: 3220000000 | 29537.45 | 4957.7863 | 24579.6637 | Exclude
METER: 5102000000 | 26907.55 | 4516.3642 | 22391.1858 | Exclude
Motor Operator: | 16143.62 | 2709.6658 | 13433.9542 | Exclude
Pwr Trfrmr Nbr Xxxxxx Foundation: 9101XXXXXX | 209563.93 | 33108.7028 | 176455.2272 | Exclude
Pwr Trfrmr Nbr Xxxxxxx: 9105XXXXXX | 1494117.66 | 236053.4911 | 1258064.1689 | Exclude
Reactor: | 184606.95 | 30985.8095 | 153621.1405 | Exclude
RELAY AND CONTROL: 5959810000 | 152781.59 | 25644.0033 | 127137.5867 | Exclude
Scada Equip - Not Available: 8191000000 | 199941.07 | 17766.8495 | 182174.2205 | Exclude
Station Rock: 7702000000 | 16008.37 | 2686.9644 | 13321.4056 | Exclude
STATION SERVICE TRANSFORMER: 8607400000 | 10566.46 | 1773.5536 | 8792.9064 | Exclude
Switches - Not Available: 7980000000 | 32287.24 | 5419.3315 | 26867.9085 | Exclude
Switches-Disconnect >= 115kv: | 17240.98 | 2893.8549 | 14347.1251 | Exclude
Switches-Gang 115kv: | 16143.62 | 2709.6658 | 13433.9542 | Exclude
Transf Instr Cur Pot Volt Ccvolt: | 8930.86 | 264.5333 | 8666.3267 | Exclude
Transf, Pntl: 9030000000 | 50556.34 | 8485.7538 | 42070.5862 | Exclude
State - Colorado Common Substation | 73803.06 | 14978.7551 | 58824.3049
Ctrl Cub-Relay-Aux-Reclosing: 1962130000 | 43738.79 | 9932.5434 | 33806.2466
Estimated Additions: 0010000000 | 0 | 0 | 0
Miscellaneous Equipment: 8269900000 | 30064.27 | 5046.2117 | 25018.0583
State - Colorado Common Transmission General | 703852.64 | 154796.4018 | 549056.2382
A dummy retirement unit: | 0 | 0 | 0
Clock - Satellite: 8191015700 | 54335.61 | 13411.9042 | 40923.7058
Crossarm, Assy: 2453000000 | 0 | 0 | 0
Estimated Additions: 0010000000 | 5987.98 | 37.7783 | 5950.2017
GENERATOR: 3781200000 | 203172.18 | 42125.9209 | 161046.2591
Relay - Breaker Failure: 5951000000 | 39442.04 | 8177.9516 | 31264.0884
Scada Equip - Server/Router: 8191190000 | 347805.99 | 78982.4797 | 268823.5103
Two-Way Control Station Unit System: 6304000000 | 53108.84 | 12060.367 | 41048.473
Wood 1 Pole 70': 7911017000 | 0 | 0 | 0
State - Colorado Electric Distribution | 0 | 0 | 0
Estimated Additions: 0010000000 | 0 | 0 | 0
WPC Pueblo Plant - General | 41401.28 | 7766.6412 | 33634.6388
Batteries, Storage: 0350000000 | 0 | 0 | 0
Estimated Additions: 0010000000 | 0 | 0 | 0
Miscellaneous Testing Eq: 4411900000 | 41401.28 | 7766.6412 | 33634.6388
WPC Sub 20310 Canon City Plant | 6525885.41 | 2251891.8132 | 4273993.5968
A dummy retirement unit: | 0 | 0 | 0
Airbrk-Elec-1ph 0-15kv->= 2000amp: 7981101520 | 0 | 0 | 0
Airbrk-Elec-1ph 15001-45000- <=600a: 7981104506 | 0 | 0 | 0
Airbrk-Elec-1ph 45001-69000v- <=600: 7981106906 | 0 | 0 | 0
Airbrk-Elec-1ph 69-170kv- 1200-1999: 7981117019 | 0 | 0 | 0
Airbrk-Elec-1ph69-170kv- <= 600amp: 7981117006 | 0 | 0 | 0
Arrester - 23,001-34,500 Volts: 0210690000 | 18303.56 | 12830.979 | 5472.581 | Exclude
Arrester - 69,001-146,000 Volts: 0211460000 | 9239.17 | 9795.6253 | -556.4553
Batteries, Storage: 0350000000 | 3370.38 | 898.4802 | 2471.8998
Battery Charger: 0300000000 | 9558.97 | 1415.6902 | 8143.2798
Breaker, 115 KV: 6212115115 | 735434.09 | 66402.3075 | 669031.7825
Breaker, Oil - 15 Kv: 6213015000 | 0 | 0 | 0
Breaker, Oil - 161 Kv: 6213161000 | 0 | 0 | 0
Breaker, Oil - 25 Kv: 6213025000 | 0 | 0 | 0
Building - Other: 0630000000 | 0 | 0 | 0
Bus and Station Conductor: 0770000000 | 149684.86 | 20042.5084 | 129642.3516
Capacitor Bank, Station: 1051000000 | 437860.6 | 108079.111 | 329781.489
Capacitor Banks-Foundation: 1050000000 | 130071 | 26969.0499 | 103101.9501
Cntl Cbl - Swtchbrd.,Swtchgr.: 1960000000 | 1618954.47 | 335675.6226 | 1283278.8474
Combo-Elec-15-45kv- <= 600amps: 7984104506 | 0 | 0 | 0
Combo-Elec-45-69kv- <= 600amps: 7984106906 | 2191.39 | 2322.2632 | -130.8732 | Exclude
Combo-Elec-45-69kv- 1200-1999amps: 7984106919 | 47227.92 | 33107.2451 | 14120.6749 | Exclude
Combo-Elec-69-170kv- <= 600amps: 7984117006 | 29277.42 | 31025.9123 | -1748.4923
Combo-Elec-69-170kv- 1200-1999amps: 7984117019 | 11786.16 | 8262.2163 | 3523.9437
Cond. Control Cable, Other: 0772000000 | 5046.21 | 2839.9197 | 2206.2903
Cond. Control Cable-Copper, 4c/6: 0772006000 | 231.2 | 125.5499 | 105.6501
Cond. Control Cable-Copper, 12c/12: 0772012000 | 7390.37 | 4154.8876 | 3235.4824
Cond. Pwr Cable, Al, 251MCM-795MCM: 0773000795 | 60737.6 | 42577.6662 | 18159.9338
Cond. Pwr Cable, Al, Other: 0773000000 | 66084.86 | 51233.9021 | 14850.9579
Conduit, Not Encsd Pvc 3"-4": 1822104000 | 6126.35 | 4426.315 | 1700.035
Conduit, Not Encsd Plastic >4"- 6": 1822106000 | 16586.95 | 11716.0047 | 4870.9453
Conduit, Not Encsd Pvc Under 3": 1822102000 | 1983.19 | 1390.2361 | 592.9539
Conduit, Not Encsd Steel 3"-4": 1822204000 | 577.96 | 620.538 | -42.578
Conduit, Not Encsd Steel Undr 3": 1822202000 | 1623.03 | 1739.7782 | -116.7482
Control Bldg w/Relay & Ctrl Panels: 1968000000 | 651802.45 | 135145.3653 | 516657.0847
Coupling Capacitor- 34.: 1125034000 | 0 | 0 | 0
Coupling Capacitor- 69kv: 1125069000 | 0 | 0 | 0
Coupling Capacitor Pt-161kv: 1127161000 | 0 | 0 | 0
Coupling Capacitor: 1125000000 | 0 | 0 | 0
Ctrl Cub-Relay-Feedr-Bus Diff: 1962220000 | 597.01 | 335.9869 | 261.0231
Ctrl Cub-Switchgear, Metalclad: 1963000000 | 286791.57 | 199938.7836 | 86852.7864 | Exclude
Curr Tran, 69001-161k,601-1200a: 8750051200 | 59100.56 | 26258.5047 | 32842.0553
Curr Tran-600&<-100-600: 8750010600 | 35381.95 | 15720.2757 | 19661.6743
Curr Tran-601-15k-100-600: 8750020600 | 13676.85 | 6076.6536 | 7600.1964
Estimated Additions: 0010000000 | 0 | 0 | 0
Fence: 3220000000 | 61719.45 | 24443.7924 | 37275.6576
Foundation: 6210000000 | 3517.74 | 2465.971 | 1051.769
Gas Breaker Bushing- 69 Kv: 6215069000 | 188708.73 | 132286.7106 | 56422.0194 | Exclude
Grounding Systems, Station: 3920000000 | 8606.34 | 6033.1306 | 2573.2094
Landscaping: 7701000000 | 14217.53 | 9005.6072 | 5211.9228
Line Tuner: 1129000000 | 0 | 0 | 0
Low Prof- Switch Stand - High: 7841080000 | 26913.24 | 18866.4509 | 8046.7891
Low Prof-Curr/Pot Trans/Reac Stand: 7841020000 | 11998.62 | 12778.4918 | -779.8718
Low Profile Struct-Bus Support-1ph: 7841010000 | 132511 | 99653.2651 | 32857.7349
Low Profile Structure-Foundation: 7841000000 | 26115.54 | 18307.2552 | 7808.2848
Other Low Profile Structure: 7841990000 | 11303.13 | 12075.0979 | -771.9679
Panel - Line: 5950300000 | 0 | 0 | 0
Panel - Other: 5950900000 | 0 | 0 | 0
Platform: | 8764.77 | 951.917 | 7812.853
Pwr Crct Bkr- 4160v,3000a: 6213500000 | 180882.47 | 37504.3504 | 143378.1196 | Exclude
Pwr Trfrmr Nbr Xxxxxx Foundation: 9101XXXXXX | 7047.8 | 5800.1779 | 1247.6221
Pwr Trfrmr Nbr Xxxxxxx: 9105XXXXXX | 652177.95 | 512101.0548 | 140076.8952
Rect Bus Bar, Alum, Under 3": 0771102000 | 0 | 0 | 0
Relay - Bus Differential: 5951200000 | 0 | 0 | 0
Relay - Impedance: 5951600000 | 0 | 0 | 0
Relay - Miscellaneous: 5959900000 | 2288.31 | 1197.4429 | 1090.8671
Relay - Other: 5953300000 | 207954.18 | 47223.8468 | 160730.3332
Relay - Overcurrent: 5951800000 | 0 | 0 | 0
Relay - Transformer Differential: 5952400000 | 7755.06 | 4364.4137 | 3390.6463
Scada Equip - Rtu: 8191130000 | 151823.56 | 40478.4506 | 111345.1094
Scada Equip - Transmitter: 8191010000 | 0 | 0 | 0
SECURITY SYSTEM: 0630000027 | 10042.37 | 1090.6735 | 8951.6965
Structures-Supporting,Outdoor: 7840000000 | 0 | 0 | 0
Telemeter Eq - Transducer: 8192040000 | 0 | 0 | 0
Telemeter Eq - Transmit/Receive: 8192060000 | 0 | 0 | 0
Transf Instr Cur Pot Volt Ccvolt: | 175537.98 | 36396.2186 | 139141.7614
Transf, Pntl, 02.400kv Or Less 1ph: 9031002000 | 0 | 0 | 0
Transf, Pntl, 13.001-25kv 1ph: 9031025000 | 0 | 0 | 0
Transf, Pntl, 35.001-69kv 1ph: 9031069000 | 19158.83 | 15322.1547 | 3836.6753 | Exclude
Transf, Pntl, 69.001-161kv 1ph: 9031161000 | 0 | 0 | 0
Transformers, Current: 8750000000 | 182446.08 | 37828.5508 | 144617.5292
Transmitter/Receiver Combined: 1123000000 | 0 | 0 | 0
Transmitter/Receiver-69kv,800a: 1123069080 | 0 | 0 | 0
Tubular Bus, Copper- Under 3": 0771402000 | 4993.24 | 5330.7152 | -337.4752
Tx., Curr.-Wind.Type- < 100a: 8752000100 | 0 | 0 | 0
Tx., Curr.-Wind.Type-100-600a: 8752000600 | 1839.54 | 1942.7068 | -103.1668
Vault: 4832000000 | 7178.85 | 5032.4458 | 2146.4042
Walks, Drives, Curbs, Roads, Etc.: 7703000000 | 3122.64 | 1747.2763 | 1375.3637
Walls,Enclose/Retain,Sound Wall: 7703500000 | 562.36 | 536.2665 | 26.0935
WAVEGUIDE: 1128000050 | 0 | 0 | 0
WPC Sub 20311 Canon City West | 16150155.77 | 4273675.5131 | 11876480.2569
Airbrk-3ph-Manl-69-170kv- >= 2000am: 7982217020 | 148846.8 | 42619.0125 | 106227.7875
Airbrk-3ph-Manl-69-170kv- 1200-1999: 7982217019 | 209015.57 | 92866.063 | 116149.507
Arrester - 0-10,000 Volts: 0210100000 | 10357.43 | 2965.6226 | 7391.8074 | Exclude
Arrester - 69,001-146,000 Volts: 0211460000 | 78953.88 | 41239.109 | 37714.771
Batteries, Storage - Station: 0353000000 | 42472.79 | 9645.0503 | 32827.7397
Batteries, Storage: 0350000000 | 165203.35 | 46956.556 | 118246.794
Breaker, Gas - 115-161 Kv: 6212115000 | 908427.41 | 403616.2332 | 504811.1768
Buildings: 0630109000 | 371889 | 221992.5375 | 149896.4625
Bus and Station Conductor: 0770000000 | 7925.21 | 860.7347 | 7064.4753
Bus Bar: 0771000000 | 485286.81 | 280874.0283 | 204412.7817
Bus Support: 7846000000 | 442351.65 | 241679.5808 | 200672.0692
Cable, Urd-Triplex, 1/0: 0853110000 | 2183.52 | 625.203 | 1558.317 | Exclude
Capacitor Bank, Station: 1051000000 | 59382.14 | 26383.6113 | 32998.5287
Circuit Switcher: 6212115999 | 113179.34 | 12292.089 | 100887.251
Clearing & Grading: 1260000000 | 460997.09 | 163490.2899 | 297506.8001
Cond. Control Cable, Other: 0772000000 | 167699.69 | 92492.3064 | 75207.3836
Cond. Pwr Cable, Al, Other: 0773000000 | 11769.42 | 7025.5464 | 4743.8736
Cond. Pwr Cable, Other: 0773100000 | 2859.41 | 1270.442 | 1588.968
Conduit, Not Encsd Plastic 2.25-4": 1822140000 | 271.99 | 120.8457 | 151.1443
Conduit, Unknown type: 1825000000 | 33434.52 | 7214.8546 | 26219.6654
Coupling Capacitor Pt-161kv: 1127161000 | 117300.67 | 52116.9375 | 65183.7325
Coupling Capacitor: 1125000000 | 299174.21 | 178586.7343 | 120587.4757
Curr Tran, 161001-345k,601-1200a: 8750061200 | 142358.78 | 84978.5469 | 57380.2331
Curr Tran, 69001-161k,601-1200a: 8750051200 | 36956.12 | 16419.6828 | 20536.4372
Curr/Pot Trans/Reac Stand: 7843000000 | 291147.95 | 144058.1083 | 147089.8417
Deadend Tower: 7848000000 | 546108.64 | 313417.6048 | 232691.0352
Estimated Additions: 0010000000 | 5171244.78 | 51057.6131 | 5120187.1669
Fence: 3220000000 | 62755.53 | -95391.9777 | 158147.5077
Grounding Systems, Station: 3920000000 | 140455.29 | 74161.6344 | 66293.6556
Land: 4481XXXXXX | 39959.12 | -425.0711 | 40384.1911
Lightning Mast: 7849000000 | 42267.38 | 25230.7622 | 17036.6178
Line Tuner: 1129000000 | 13661.28 | 6069.7358 | 7591.5442
Low Prof- Switch Stand - Low: 7841070000 | 5994.61 | 651.0577 | 5343.5523
MAIN CIRCUIT BREAKERS: 6219800000 | 397940.27 | 113941.4575 | 283998.8125
Microwave Antennas: 6309000000 | 23438.76 | 10413.891 | 13024.869
Panel - Bus Differential: 5950100000 | 67077.18 | 29802.5339 | 37274.6461
Panel - Line: 5950300000 | 67949.78 | 30190.232 | 37759.548
Panel - Other: 5950900000 | 850033.95 | 460807.7413 | 389226.2087
Panel - Transformer Differential: 5950200000 | 68924.48 | 30623.2933 | 38301.1867
Pin Insulators: 4271000000 | 25.24 | 11.2142 | 14.0258
Pnls,Instr,Gauge,Relay&Control-Othr: 5959800000 | 69994.61 | 13130.585 | 56864.025
Post Insulators: 4272000000 | 52544.32 | 28332.2617 | 24212.0583
Potential Device - Ccvt: 1126000000 | 99653.07 | 28533.4682 | 71119.6018
Potheads (Terminators): 6190000000 | 607.8 | 270.0468 | 337.7532
Pvc Conduit: 1820100000 | 174641.44 | 95512.8316 | 79128.6084
Pwr Trfrmr Nbr Xxxxxxx: 9105XXXXXX | 1273822.92 | 591116.1248 | 682706.7952
Reactor-Current Limiting: 6511000000 | 41796.51 | 18570.2784 | 23226.2316
Relay - Miscellaneous: 5959900000 | 1136.44 | 504.9227 | 631.5173
RELAY AND CONTROL: 5959810000 | 47352.52 | 3272.7055 | 44079.8145
Roads: 7701300000 | 148450.69 | 42991.555 | 105459.135
Scada Equip - Rtu: 8191130000 | 79351.02 | 26991.3242 | 52359.6958
Scada Equip - Transmitter: 8191010000 | 2229.39 | 990.5227 | 1238.8673
Station Rock: 7702000000 | 348078.51 | -616609.7358 | 964688.2458
Steel Conduit: 1820200000 | 1104.23 | 428.7443 | 675.4857
Struc-High Prof-Bay #1: 7842001000 | 13759.05 | 8213.2207 | 5545.8293
Struc-Supporting,Outdoor-Other: 7849900000 | 82555.03 | 49279.7598 | 33275.2702
Structure - Steel: 7841085000 | 263253.62 | 74960.9214 | 188292.6986
Suspension Insulators: 4273000000 | 27295.16 | 15400.4308 | 11894.7292
Switch Stand: 7847000000 | 326463.24 | 141964.4665 | 184498.7735
Switches - Over 34500v: 7986900000 | 538156.41 | 320518.4273 | 217637.9827
Tower - Not Available: 8330000000 | 30322.91 | 13472.5335 | 16850.3765
Transformer,Aux 25kva <,0-15kv: 8610025015 | 49136.72 | 27967.4389 | 21169.2811 | Exclude
Transmitter/Receiver Combined: 1123000000 | 30886.22 | 13722.8133 | 17163.4067
Two-Way Control Station Unit System: 6304000000 | 318246.91 | 141397.78 | 176849.13
WAVEGUIDE: 1128000050 | 22035.99 | 9790.6373 | 12245.3527
WPC Sub 20328 Portland | 6179611.67 | 1851690.6985 | 4327920.9715
Airbrk-3ph-Manl-69-170kv- 1200-1999: 7982217019 | -16065.78 | -7772.5545 | -8293.2255
Airbrk-Elec-1ph 15001-45000- <=600a: 7981104506 | 9571.05 | 8221.3803 | 1349.6697 | Exclude
Arrester - 0-10,000 Volts: 0210100000 | 21169.15 | 5225.277 | 15943.873 | Exclude
Arrester - 23,001-34,500 Volts: 0210690000 | 11411.02 | 10421.6842 | 989.3358 | Exclude
Arrester - 69,001-146,000 Volts: 0211460000 | 20283.81 | 16892.6542 | 3391.1558
Batteries, Storage - Station: 0353000000 | 48340.04 | 1431.8388 | 46908.2012
Batteries, Storage: 0350000000 | 13427.81 | 5435.6931 | 7992.1169
Battery Charger: 0300000000 | 10968.44 | 324.8867 | 10643.5533
Breaker, 115 KV: 6212115115 | 300468.92 | 8899.9315 | 291568.9885
Breaker, Gas - 69 Kv: 6212069000 | 4865.19 | 3890.9053 | 974.2847 | Exclude
Breaker, Oil - 161 Kv: 6213161000 | 1533.88 | 1287.2894 | 246.5906
Breaker, Oil - 69 Kv: 6213069000 | 16657.09 | 16610.641 | 46.449 | Exclude
Building - Other: 0630000000 | 45619.51 | 36312.2563 | 9307.2537
Bus Bar: 0771000000 | 38658.18 | 9542.1733 | 29116.0067
Bus Support: 7846000000 | 31691.18 | 9168.6842 | 22522.4958
Capacitor Bank, Station: 1051000000 | 134209.21 | 64929.832 | 69279.378
Capacitor Banks-Foundation: 1050000000 | 16982.23 | 8215.929 | 8766.301
Combo-Elec-45-69kv- <= 600amps: 7984106906 | 45065.87 | 42011.3646 | 3054.5054 | Exclude
Combo-Elec-69-170kv- <= 600amps: 7984117006 | 51343.13 | 46871.1375 | 4471.9925
Communications - JMUX Equip: | 381727.06 | 94223.4156 | 287503.6444
Communications Equip: | 2366.69 | 303.774 | 2062.916
Cond. Control Cable, Other: 0772000000 | 86902.39 | 5118.9744 | 81783.4156
Cond. Control Cable-Copper, 12c/12: 0772012000 | 0 | 0 | 0
Cond. Pwr Cable, Other: 0773100000 | 158.28 | 76.5752 | 81.7048
Conduit, Not Encsd Pvc 3"-4": 1822104000 | 5821.53 | 5805.2964 | 16.2336
Conduit, Not Encsd Pvc Under 3": 1822102000 | 11941.28 | 11907.9813 | 33.2987
Curr Tran, 69001-161k,100-600a: 8750050600 | 35271.79 | 17064.3386 | 18207.4514
Estimated Additions: 0010000000 | 186106.93 | 1837.5026 | 184269.4274
Fence: 3220000000 | 64936.2 | 24044.7193 | 40891.4807
Foundation, Other: 3369000000 | 52863.51 | 5741.3567 | 47122.1533
Foundation: 6210000000 | 33486.51 | 21222.7782 | 12263.7318
Grounding Systems, Station: 3920000000 | 23603.09 | 18166.7686 | 5436.3214
Guys: 4060000000 | 0 | 0 | 0
High Profile Struct-Bus Support-1ph: 7842010000 | -1451.21 | -702.0891 | -749.1209
Insulators-Post-161kv: 4272161000 | 1605.89 | 776.9226 | 828.9674
Land: 4481XXXXXX | 3977.84 | -67.66 | 4045.5
Lightning Mast: 7849000000 | 12761.6 | 6174.0066 | 6587.5934
Low Prof- Switch Stand - High: 7841080000 | 30635.56 | 31403.9307 | -768.3707
Low Prof- Switch Stand - Low: 7841070000 | 1701.25 | 2550.3052 | -849.0552
Low Prof-Curr/Pot Trans/Reac Stand: 7841020000 | 10372.81 | 9707.5307 | 665.2793
Low Prof-Deadend Twr-High Tension: 7841040000 | -28557.46 | -1952.9944 | -26604.4656
Low Prof-Deadend Twr-Low Tension: 7841030000 | 20164.63 | 20108.4001 | 56.2299
Low Profile Str-Lightning Mast: 7841060000 | 7689.25 | 7667.8082 | 21.4418
Low Profile Struct-Bus Support-1ph: 7841010000 | 12906.42 | 13191.2721 | -284.8521
Low Profile Structure-Foundation: 7841000000 | 32515.64 | 32424.9688 | 90.6712
Microwave Antennas: 6309000000 | 22184.55 | 7666.2781 | 14518.2719
Microwave Fixed Station Units: 6308000000 | 43225.87 | 14937.4921 | 28288.3779
Multiplex System: 6305000000 | 16512.13 | 5706.0694 | 10806.0606
Oil Spill Containment: 7702050000 | 69190.26 | 7514.559 | 61675.701
Other Low Profile Structure: 7841990000 | 13694.06 | 12559.9025 | 1134.1575
Panel - Combo Line/Cb Control : 5950500000 | 0 | 0 | 0
Panel - Capacitor Bank: 5950600000 | 82898.98 | 40106.1659 | 42792.8141
Panel - Circuit Breaker Control: 5950400000 | -7709.12 | -3729.6387 | -3979.4813
Panel - DC: 5950300002 | 38109.99 | 1128.8232 | 36981.1668
Panel - Line: 5950300000 | -13936.19 | -6742.2681 | -7193.9219
Panel - Other: 5950900000 | 0 | 0 | 0
Panel - Relay: 5950300003 | 194610.39 | 28821.9369 | 165788.4531
Pnls,Instr,Gauge,Relay&Control-Othr: 5959800000 | 174985.23 | 32826.2195 | 142159.0105
Pole, Wood, 65' To 80': 6161800000 | 0 | 0 | 0
Post Insulators: 4272000000 | -5387.04 | -2606.2265 | -2780.8135
Potential Device - Ccvt: 1126000000 | 82361.55 | 20329.6737 | 62031.8763
Pullpits (Regulator Pit): 4834000000 | 1097.21 | 530.8254 | 566.3846
Pvc Conduit: 1820100000 | 19794.88 | 9576.6768 | 10218.2032
Pwr Crct Bkr- 4160v,3000a: 6213500000 | 421469.32 | 203905.0236 | 217564.2964
Pwr Trfrmr Nbr Xxxxxx Foundation: 9101XXXXXX | 5058.96 | 4798.0579 | 260.9021
Pwr Trfrmr Nbr Xxxxxxx: 9105XXXXXX | 1873237.81 | 326584.8543 | 1546652.9557
Reactor-Current Limiting: 6511000000 | 46580.1 | 22535.2498 | 24044.8502
Reactor-Foundation: 6510000000 | 12051.86 | 5830.6374 | 6221.2226
Receiver: 1122000000 | 25680.56 | 25608.9487 | 71.6113
Relay - Breaker Failure: 5951000000 | -1859.61 | -899.6712 | -959.9388
Relay - Bus Differential: 5951200000 | 313998.29 | 77505.6172 | 236492.6728
Relay - Impedance: 5951600000 | 154092.03 | 115907.7972 | 38184.2328
Relay - Miscellaneous: 5959900000 | -16464.28 | -7965.347 | -8498.933
Relay - Overcurrent: 5951800000 | -3409.28 | -1649.3948 | -1759.8852
RELAY AND CONTROL: 5959810000 | 22762.21 | 1573.1794 | 21189.0306
Roads: 7701300000 | -29076.86 | -14067.2584 | -15009.6016
ROOF: 0630000004 | 16332.75 | 1673.3401 | 14659.4099
Scada Equip - Rtu: 8191130000 | 162266.55 | 44937.5054 | 117329.0446
Scada Equip - Server/Router: 8191190000 | 16562.2 | 3761.0727 | 12801.1273
Scada Equip -Modem: 8191015500 | 12128.44 | 359.2461 | 11769.1939
SECURITY SYSTEM: 0630000027 | 5213.79 | 451.9887 | 4761.8013
Station Rock: 7702000000 | 18406.05 | 12845.5494 | 5560.5006
Steel Conduit: 1820200000 | 966.57 | 467.6224 | 498.9476
Struc-Supporting,Outdoor-Other: 7849900000 | -1306.14 | -631.9049 | -674.2351
Structure - Steel: 7841085000 | 183869.95 | 45385.4509 | 138484.4991
Switches - Over 34500v: 7986900000 | 70861.89 | 2098.9391 | 68762.9509
Switches-Disconnect >= 115kv: | 100066.57 | 24230.8482 | 75835.7218
Tower - Not Available: 8330000000 | 65661.42 | 23987.1069 | 41674.3131
Transf, Pntl, 35.001-69kv 1ph: 9031069000 | 10812.68 | 9287.9208 | 1524.7592 | Exclude
Transf, Pntl, 69.001-161kv 1ph: 9031161000 | 47051.86 | 26634.1137 | 20417.7463
Transmitter/Receiver Combined: 1123000000 | 10623.85 | 5769.1324 | 4854.7176
Transmitter: 1121000000 | 10585.66 | 10556.1415 | 29.5185
Tubular Bus, Alum , Under 3": 0771302000 | 6017.24 | 2911.1145 | 3106.1255
Tubular Bus, Alum , 3" To 4": 0771304000 | 35492.65 | 41306.8104 | -5814.1604
Tx., Curr.-Wind.Type-100-600a: 8752000600 | 20562.55 | 20505.2105 | 57.3395
Tx.-Curr., Wind.Type 601-1200a: 8752001200 | 21862.51 | 21801.5455 | 60.9645
Walks, Drives, Curbs, Roads, Etc.: 7703000000 | 13644.84 | 9969.5334 | 3675.3066
Yard Lighting Systems: 7700900000 | 466.52 | 371.341 | 95.179
WPC Sub 20363 Silvercliff Tap | 0 | 0 | 0
Batteries, Storage: 0350000000 | 0 | 0 | 0
Battery Charger: 0300000000 | 0 | 0 | 0
Combo-Elec-45-69kv- <= 600amps: 7984106906 | 0 | 0 | 0
Relay - Miscellaneous: 5959900000 | 0 | 0 | 0
Telemeter Eq - Transmit/Receive: 8192060000 | 0 | 0 | 0
WPC Sub 20366 Domtar Tap | 0 | 0 | 0
Scada Equip - Rtu: 8191130000 | 0 | 0 | 0
WPC Sub 20367 Energy Fuels Tap | 0 | 0 | 0
Batteries, Storage: 0350000000 | 0 | 0 | 0
Battery Charger: 0300000000 | 0 | 0 | 0
WPC Sub 20368 Highland Tap | 0 | 0 | 0
Batteries, Storage: 0350000000 | 0 | 0 | 0
Battery Charger: 0300000000 | 0 | 0 | 0
Breaker, Vacuum-69kv: 6214069000 | 0 | 0 | 0
Combo-Elec-45-69kv- <= 600amps: 7984106906 | 0 | 0 | 0
Cond. Pwr Cable, Al, Other: 0773000000 | 0 | 0 | 0
Ctrl Cub-Switchgear, Metalclad: 1963000000 | 0 | 0 | 0
Fence: 3220000000 | 0 | 0 | 0
Low Prof-Deadend Twr-Low Tension: 7841030000 | 0 | 0 | 0
Telemeter Eq - Transmit/Receive: 8192060000 | 0 | 0 | 0
WPC Sub 20378 Arequa Gulch Sub | 7530097.48 | 2028669.5822 | 5501427.8978
Arrester - 0-10,000 Volts: 0210100000 | 11703.69 | 3351.0946 | 8352.5954 | Exclude
Batteries, Storage - Station: 0353000000 | 38518.87 | 3422.8034 | 35096.0666
Breaker, 115 KV: 6212115115 | 361083.37 | 86067.185 | 275016.185
Breaker, 69 KV: | 249562.44 | 71456.7243 | 178105.7157 | Exclude
Bus and Station Conductor: 0770000000 | 115734.65 | 14854.9995 | 100879.6505
Bus Bar: 0771000000 | 9433.36 | 2701.0355 | 6732.3245
Cable, Urd-Al Covered, 6&Smaller: 0855060000 | 1095.44 | 313.6552 | 781.7848 | Exclude
Cable, Urd-Other, 350MCM & Larger: 0850350000 | 997.5 | 285.6122 | 711.8878 | Exclude
Cable, Urd-Triplex, 1/0: 0853110000 | 1101.43 | 315.3703 | 786.0597 | Exclude
Capacitor Bank, Station: 1051000000 | 191269.38 | 24550.1804 | 166719.1996
Clearing & Grading: 1260000000 | 12186.32 | 1564.1623 | 10622.1577
Communications - JMUX Equip: | 86230.83 | 24690.3045 | 61540.5255
Communications Equip: | 2366.69 | 303.774 | 2062.916
Cond. Control Cable, Other: 0772000000 | 52092.49 | 14915.5406 | 37176.9494
Cond. Pwr Cable, Other: 0773100000 | 17415.37 | 4986.5088 | 12428.8612
Conduit, Unknown type: 1825000000 | 34527.91 | 4431.7936 | 30096.1164
Controls - Station: 1969000000 | 681789.04 | 195215.3195 | 486573.7205
Estimated Additions: 0010000000 | 0 | 0 | 0
Fence: 3220000000 | 30476.9 | 8726.391 | 21750.509
Foundation, Other: 3369000000 | 351967.22 | 88648.2412 | 263318.9788
Foundation, Switchgear: 3363000000 | 26892 | 3451.6944 | 23440.3056
Grounding Systems, Station: 3920000000 | 83801.61 | 19697.6027 | 64104.0073
Land Rights - Non-Depreciable: 4552XXXXXX | 24008.27 | -171.3201 | 24179.5901
Landscaping: 7701000000 | 7139.69 | 1773.8623 | 5365.8277
Lightning Mast: 7849000000 | 47993.69 | 13741.9392 | 34251.7508
Other Structures & Improvements: 7709900000 | 749221.94 | 214523.2496 | 534698.6904
OTHER: 1120000000 | 59290.26 | 16976.4639 | 42313.7961
Panel - Relay: 5950300003 | 46869.15 | 6015.8405 | 40853.3095
Post Insulators: 4272000000 | 16474.47 | 4191.9889 | 12282.4811
Potheads (Terminators): 6190000000 | 1386 | 396.8507 | 989.1493
Pvc Conduit: 1820100000 | 20336.15 | 5822.81 | 14513.34
Pwr Trfrmr Nbr Xxxxxxx: 9105XXXXXX | 2179799.67 | 624137.7671 | 1555661.9029
Scada Equip - Server/Router: 8191190000 | 16562.12 | 3761.0546 | 12801.0654
SECURITY SYSTEM: 0630000027 | 8457.65 | 918.5615 | 7539.0885
SIGNS, MARQUEES: 0630000013 | 2544.42 | 728.5388 | 1815.8812
Station Rock: 7702000000 | 2466.31 | 316.5606 | 2149.7494
Steel Conduit: 1820200000 | 19922.06 | 5704.2444 | 14217.8156
Structure - Steel: 7841085000 | 221002.5 | 63279.2127 | 157723.2873
Switch Stand: 7847000000 | 15038.29 | 1930.2239 | 13108.0661
Switches - Not Available: 7980000000 | 8739.94 | 2502.4899 | 6237.4501
Switches - Over 34500v: 7986900000 | 32024.05 | 4110.4133 | 27913.6367
Switches-Gang 115kv: | 188463.21 | 53962.3015 | 134500.9085
Telemeter Eq - Relay: | 5322.42 | 1523.9581 | 3798.4619
TRANSF, PNTL, 69.001-161KV: 9030161000 | 102664.65 | 29395.768 | 73268.882
Transf, Pntl: 9030000000 | 65034.59 | 18621.2267 | 46413.3633
Transformer Substation 115kv: | 1328389.94 | 380355.2879 | 948034.6521
Walks, Drives, Curbs, Roads, Etc.: 7703000000 | 699.53 | 200.2951 | 499.2349
WPC Sub 20422 Canon City Plant-Retired | 0 | 0 | 0
Airbrk-1ph-Man-0-15000v-<=600amps: 7981201506 | 0 | 0 | 0
Airbrk-1ph-Man-0-15000v->= 2000amps: 7981201520 | 0 | 0 | 0
Airbrk-1ph-Man-0-15000v-1200-1999a: 7981201519 | 0 | 0 | 0
Airbrk-3ph-Manl-0-15000v- <= 600amp: 7982201506 | 0 | 0 | 0
Airbrk-3ph-Manl-0-15000v-1200-1999a: 7982201519 | 0 | 0 | 0
Battery Charger: 0300000000 | 0 | 0 | 0
Breaker, Oil - 15 Kv: 6213015000 | 0 | 0 | 0
Combo-Manl-0-15kv- <= 600amps: 7984201506 | 0 | 0 | 0
Cond. Pwr Cable, Al, 250MCM Or Less: 0773000250 | 0 | 0 | 0
Conduit, Not Encsd Steel Undr 3": 1822202000 | 0 | 0 | 0
Ctrl Cub-Switchgear, Metalclad: 1963000000 | 0 | 0 | 0
Estimated Additions: 0010000000 | 0 | 0 | 0
Fence: 3220000000 | 0 | 0 | 0
Grounding Systems, Station: 3920000000 | 0 | 0 | 0
Microwave Antennas: 6309000000 | 0 | 0 | 0
Microwave Fixed Station Units: 6308000000 | 0 | 0 | 0
Multiplex System: 6305000000 | 0 | 0 | 0
Panel - Combo Line/Cb Control : 5950500000 | 0 | 0 | 0
Pwr Trfrmr Nbr Xxxxxxx: 9105XXXXXX | 0 | 0 | 0
Reactor-Current Limiting: 6511000000 | 0 | 0 | 0
Reclosers-3ph,15001-25000v: 6553025000 | 0 | 0 | 0
Reclosers-Foundation: 6550000000 | 0 | 0 | 0
Rect Bus Bar, Copper, Under 3": 0771202000 | 0 | 0 | 0
Regulator, Feeder Voltage: 6721000000 | 0 | 0 | 0
Relay - Bus Differential: 5951200000 | 0 | 0 | 0
Relay - Impedance: 5951600000 | 0 | 0 | 0
Relay - Transformer Differential: 5952400000 | 0 | 0 | 0
Struc-High Prof-Bay #1-161kv: 7842001161 | 0 | 0 | 0
Structures-Supporting,Outdoor: 7840000000 | 0 | 0 | 0
Switches - Not Available: 7980000000 | 0 | 0 | 0
Telemeter Eq - Other: 8195000000 | 0 | 0 | 0
Transf, Pntl, 02.400kv Or Less 1ph: 9031002000 | 0 | 0 | 0
Transf, Pntl, 02.401-13kv 1ph: 9031013000 | 0 | 0 | 0
Transf, Pntl, 13.001-25kv 1ph: 9031025000 | 0 | 0 | 0
Transf, Pntl, 25.001-35kv 1ph: 9031035000 | 0 | 0 | 0
Transf, Pntl, 35.001-69kv 1ph: 9031069000 | 0 | 0 | 0
Walls,Enclose/Retain,Sound Wall: 7703500000 | 0 | 0 | 0
WPC Sub 20444 Cripple Creek | 0 | 0 | 0
Airbrk-1ph-Man-15-45kv-<=600amps: 7981204506 | 0 | 0 | 0
Airbrk-Elec-1ph 0-15000v-<=600amp: 7981101506 | 0 | 0 | 0
Arrester - 0-10,000 Volts: 0210100000 | 0 | 0 | 0
Cable Tray: 1823000000 | 0 | 0 | 0
Grounding Systems, Station: 3920000000 | 0 | 0 | 0
Potheads (Terminators): 6190000000 | 0 | 0 | 0
Pwr Trfrmr Nbr Xxxxxxx: 9105XXXXXX | 0 | 0 | 0
Reclosers-3ph: 6553000000 | 0 | 0 | 0
Struc-Supporting,Outdoor-Other: 7849900000 | 0 | 0 | 0
WPC Sub 20501 Skala Federal Prison | 1453064.09 | 806287.0257 | 646777.0643
Airbrk-3ph-Manl-69-170kv- 1200-1999: 7982217019 | 63135.43 | 41765.1287 | 21370.3013
Arrester - 69,001-146,000 Volts: 0211460000 | 11830.23 | 7825.8923 | 4004.3377
Clearing & Grading: 1260000000 | 1446.96 | 786.8404 | 660.1196
Conduit, Not Encsd Plastic >4"- 6": 1822106000 | 22812.65 | 15090.9444 | 7721.7056
Conduit, Not Encsd Steel Undr 3": 1822202000 | 265.05 | 175.3349 | 89.7151
Ctrl.Cubicle, Feeder,Overcurrent: 1961240000 | 283710.23 | 187678.9984 | 96031.2316
Estimated Additions: 0010000000 | 33494.09 | 330.6995 | 33163.3905
Fence: 3220000000 | 11526.58 | 7616.4417 | 3910.1383
Grounding Systems, Station: 3920000000 | 20242.39 | 13390.675 | 6851.715
High Profile Struct-Foundation: 7842000000 | 66386.84 | 43915.99 | 22470.85
Insulators-Post-161kv: 4272161000 | 27329.83 | 18079.1335 | 9250.6965
Land: 4481XXXXXX | 43328.9 | -706.7399 | 44035.6399
Low Profile Struct-Bus Support-1ph: 7841010000 | 50270.01 | 33254.4411 | 17015.5689
Manhole: 4831000000 | 4694.91 | 3105.7604 | 1589.1496
Other Low Profile Structure: 7841990000 | 2236.01 | 1435 | 801.01
Pwr Trfrmr Nbr Xxxxxx Foundation: 9101XXXXXX | 50556.7 | 33444.0912 | 17112.6088
Pwr Trfrmr Nbr Xxxxxxx: 9105XXXXXX | 378058.61 | 250092.0085 | 127966.6015
Reclosers-3ph,25001-34500v: 6553034000 | 94254.3 | 62350.7746 | 31903.5254 | Exclude
Relay - Miscellaneous: 5959900000 | 100908.8 | 20922.5305 | 79986.2695
Relay - Other: 5953300000 | 79285.44 | 16439.1216 | 62846.3184
Relay - Transformer Differential: 5952400000 | 10408.06 | 5651.9506 | 4756.1094
Scada Equip - Rtu: 8191130000 | 21184.33 | 14013.7838 | 7170.5462
SECURITY SYSTEM: 0630000027 | 8254.41 | 896.4882 | 7357.9218
Static Wire (Transmission Lines): 1682000000 | 20838.81 | 4320.7395 | 16518.0705
Station Rock: 7702000000 | 12526.6 | 6416.9367 | 6109.6633
Walks, Drives, Curbs, Roads, Etc.: 7703000000 | 34077.92 | 17994.0598 | 16083.8602
WPC Sub 20516 North Canon | 0 | 0 | 0
Airbrk-Elec-3ph45-69kv- <= 600amps: 7982106906 | 0 | 0 | 0
Estimated Additions: 0010000000 | 0 | 0 | 0
Relay - Overcurrent: 5951800000 | 0 | 0 | 0
WPC Sub 20635 East Canon | 0 | 0 | 0
Estimated Additions: 0010000000 | 0 | 0 | 0
WPC Sub 20640 South Canon | 0 | 0 | 0
Conductor, Oh Trans & Dist Bare: 1686000000 | 0 | 0 | 0
Estimated Additions: 0010000000 | 0 | 0 | 0
WPC Sub 20674 Victor New | 0 | 0 | 0
Fuse Mtgs, 69,001v And Over: 2522100000 | 0 | 0 | 0
WPC Sub 20675 AngloGold | 0 | 0 | 0
Airbrk-1ph-Man-0-15000v-<=600amps: 7981201506 | 0 | 0 | 0
Airbrk-1ph-Man-45-69kv-1200-1999a: 7981206919 | 0 | 0 | 0
Arrester - 0-10,000 Volts: 0210100000 | 0 | 0 | 0
Arrester - 34,501-69,000 Volts: 0210700000 | 0 | 0 | 0
Cutouts, 7,501-15,000 Volts: 2521016000 | 0 | 0 | 0
Estimated Additions: 0010000000 | 0 | 0 | 0
Fuse Mtgs, 34,502-69,000 Volts: 2522069000 | 0 | 0 | 0
Grounding Systems, Station: 3920000000 | 0 | 0 | 0
Steel Conduit: 1820200000 | 0 | 0 | 0
Switch Stand: 7847000000 | 0 | 0 | 0
WPC Sub 20684 Silver Cliff Skinner | 0 | 0 | 0
Cable, Oh-Other 6 & Smaller: 0840070000 | 0 | 0 | 0
Cutouts, 15,001-34,501 Volts: 2521034000 | 0 | 0 | 0
Panels,Instr.,Gauge,Relay,Control: 5950000000 | 0 | 0 | 0
Pvc Conduit: 1820100000 | 0 | 0 | 0
Steel Conduit: 1820200000 | 0 | 0 | 0
WPC Sub 20693 Johnson Gulch | 0 | 0 | 0
Estimated Additions: 0010000000 | 0 | 0 | 0
Fuse Mtgs, 34,502-69,000 Volts: 2522069000 | 0 | 0 | 0
WPC Sub 30315 Reader | 11505893.66 | 3684967.9241 | 7820925.7359
Airbrk-3ph-Manl-15-45kv- >=2000a: 7982204520 | 237760.7 | 68077.5552 | 169683.1448 | Exclude
Arrester - 0-10,000 Volts: 0210100000 | 59661.42 | 16621.1427 | 43040.2773 | Exclude
Arrester - 23,001-34,500 Volts: 0210690000 | 3035.06 | 2966.664 | 68.396 | Exclude
Arrester - 69,001-146,000 Volts: 0211460000 | 11826.47 | 10290.7683 | 1535.7017
Batteries, Storage - Station: 0353000000 | 31625.91 | 9679.8941 | 21946.0159
Batteries, Storage: 0350000000 | 5899 | 3552.8269 | 2346.1731
Battery Charger: 0300000000 | 6643.17 | 3911.2734 | 2731.8966
Breaker, 115 KV: 6212115115 | 1074779.11 | 305731.3472 | 769047.7628
Breaker, Gas - 115-161 Kv: 6212115000 | 408336.81 | 124981.6075 | 283355.2025
BREAKER, OIL - 115-161 KV: 6213115000 | 0 | 0 | 0
Breaker, Oil - 161 Kv: 6213161000 | 118405.93 | 106222.8825 | 12183.0475
Breaker, Oil - 69 Kv: 6213069000 | 16657.33 | 16610.8804 | 46.4496 | Exclude
Breaker, Other: 6212115999 | 232215.5 | 57318.8015 | 174896.6985
Building - Other: 0630000000 | 144363.92 | 112635.4574 | 31728.4626
Building - Station Control: 0630000026 | 160433.27 | 26928.3185 | 133504.9515
Bus and Station Conductor: 0770000000 | 180110.55 | 51836.5982 | 128273.9518
Bus Bar: 0771000000 | 20315.8 | 5816.9832 | 14498.8168
CABLE, 1272MCM ACSR B: | 23248.28 | 7115.7127 | 16132.5673
Combo-Elec-45-69kv- 1200-1999amps: 7984106919 | 30935.46 | 30238.3195 | 697.1405 | Exclude
Combo-Elec-69-170kv- 1200-1999amps: 7984117019 | 43637.21 | 41713.4605 | 1923.7495
Communications - JMUX Equip: | 41216.47 | 9076.7726 | 32139.6974
Cond. Control Cable, Other: 0772000000 | 93389.02 | 26415.4784 | 66973.5416
Cond. Pwr Cable, Al, 251MCM-795MCM: 0773000795 | 99033.65 | 96801.895 | 2231.755
Cond. Pwr Cable, Al, 796MCM-2000MCM: 0773200000 | 0 | 0 | 0
Conduit, Not Encsd Pvc 3"-4": 1822104000 | 1478.61 | 1357.6958 | 120.9142
Coupling Capacitor- 69kv: 1125069000 | 4253.79 | 4157.9295 | 95.8605 | Exclude
Coupling Capacitor: 1125000000 | 4047.47 | 3556.637 | 490.833
Estimated Additions: 0010000000 | 187230.65 | 1848.5975 | 185382.0525
Fence: 3220000000 | 10432.56 | 10120.2321 | 312.3279
FIBER OPTIC GROUND WIRE: 1683000000 | 114264.13 | 28204.3317 | 86059.7983
FIBER OPTIC PATCH PANEL: 8191015300 | 21326.27 | 5264.0596 | 16062.2104
Foundation, Other: 3369000000 | 1496910.73 | 443854.2996 | 1053056.4304
Foundation: 6210000000 | 61255.94 | 51194.8001 | 10061.1399
Grounding Systems, Station: 3920000000 | 81678.75 | 40547.1206 | 41131.6294
Insulators-Post-69kv: 4272069000 | 40776.28 | 36527.3439 | 4248.9361 | Exclude
Land: 4481XXXXXX | 23233.06 | -543.7201 | 23776.7801
Line Tuner: 1129000000 | 24705.28 | 8253.0817 | 16452.1983
Low Prof- Switch Stand - Low: 7841070000 | 23556.47 | 22389.9502 | 1166.5198
Low Prof-Curr/Pot Trans/Reac Stand: 7841020000 | 20344.04 | 19327.7302 | 1016.3098
Low Prof-Deadend Twr-High Tension: 7841040000 | 160017.94 | 152653.9785 | 7363.9615
Low Profile Struct-Bus Support-1ph: 7841010000 | 28398.9 | 27481.6891 | 917.2109
Low Profile Structure-Foundation: 7841000000 | 159335.6 | 153589.256 | 5746.344
METER: 5104000000 | 25360.95 | 6760.7543 | 18600.1957
Multiple Address Remote System: 6307000000 | 1450.75 | 558.6285 | 892.1215
Other Low Profile Structure: 7841990000 | 49445.21 | 47297.1742 | 2148.0358
Panel - Combo Line/Cb Control : 5950500000 | 0 | 0 | 0
Panel - DC: 5950300002 | 1803.44 | 516.3754 | 1287.0646
PANEL - FIBER OPTIC PATCH: | 7903.31 | 2106.8744 | 5796.4356
Panel - Other: 5950900000 | 99501.89 | 4912.1008 | 94589.7892
Panel - Relay: 5950300003 | 297303.38 | 85739.7201 | 211563.6599
Panel - Transformer Differential: 5950200000 | 43998.56 | 9122.705 | 34875.855
Post Insulators: 4272000000 | 45024.79 | 13780.9536 | 31243.8364
Pvc Conduit: 1820100000 | 16622.04 | 4759.3561 | 11862.6839
Pwr Trfrmr Nbr Xxxxxx Foundation: 9101XXXXXX | 74952.29 | 73263.2162 | 1689.0738
Pwr Trfrmr Nbr Xxxxxxx: 9105XXXXXX | 3647143.55 | 756202.3543 | 2890941.1957
Relay - Aux: | 11344.26 | 3248.1797 | 8096.0803
Relay - Bus Differential: 5951200000 | 120408.16 | 32098.5602 | 88309.5998
Relay - Miscellaneous: 5959900000 | 0 | 0 | 0
Relay - Other: 5953300000 | 5636.79 | 612.1959 | 5024.5941
RELAY AND CONTROL: 5959810000 | 232351.12 | 65721.4145 | 166629.7055
Scada Equip - Rtu: 8191130000 | 57085.9 | 17472.5554 | 39613.3446
Scada Equip - Transmitter: 8191010000 | 6129.4 | 1876.0549 | 4253.3451
SECURITY SYSTEM: 0630000027 | 13297.93 | 1152.8108 | 12145.1192
Station Rock: 7702000000 | 92344.69 | 26440.8741 | 65903.8159
Steel Conduit: 1820200000 | 33244.08 | 9518.7123 | 23725.3677
Structure - Steel: 7841085000 | 74785.31 | 21747.2727 | 53038.0373
Structures-Supporting,Outdoor: 7840000000 | 272880.49 | 75773.6411 | 197106.8489
Switches-Gang 115kv: | 152043.93 | 46536.8155 | 105507.1145
Telemeter Eq - Transducer: 8192040000 | 0 | 0 | 0
Transf, Pntl, 35.001-69kv 1ph: 9031069000 | 17554.82 | 17159.2165 | 395.6035 | Exclude
Transf, Pntl, 69.001-161kv 1ph: 9031161000 | 43617.76 | 40573.0089 | 3044.7511
Transf, Pntl: 9030000000 | 195082.64 | 52434.5451 | 142648.0949
TRANSFER-ELEC-0-15KV- <= 600AMPS: 7985101506 | 16527.6 | 3426.8489 | 13100.7511
Transformers, Current: 8750000000 | 296303.22 | 77326.0988 | 218977.1212
Transmitter/Receiver Combined: 1123000000 | 9157.7 | 8047.1541 | 1110.5459
Tubular Bus, Alum , 3" To 4": 0771304000 | 3423.71 | 845.0898 | 2578.6202
Tunnel: 4833000000 | 26272.1 | 25680.0498 | 592.0502
Tx.-Curr., Wind.Type 601-1200a: 8752001200 | 0 | 0 | 0
WAVEGUIDE: 1128000050 | 6395.05 | 5804.5066 | 590.5434
Yard Lighting Systems: 7700900000 | 2720.33 | 2122.4529 | 597.8771
WPC Sub 30330 Pueblo Plant 115 | 2122289.18 | 806571.0809 | 1315718.0991
Air Magnetic - 15 Kv: 6211015000 | 60472.15 | 34032.6805 | 26439.4695 | Exclude
Airbrk-Elec-1ph 0-15000v-<=600amp: 7981101506 | 896.13 | 945.844 | -49.714 | Exclude
Airbrk-Elec-1ph 0-15000v-1200-1999a: 7981101519 | 938.53 | 995.5978 | -57.0678 | Exclude
Airbrk-Elec-1ph 0-15kv->= 2000amp: 7981101520 | 495 | 531.4664 | -36.4664 | Exclude
Antenna: 6301300000 | 28479.76 | 4780.2557 | 23699.5043
Arrester - 23,001-34,500 Volts: 0210690000 | 6516.38 | 4866.6226 | 1649.7574 | Exclude
Batteries, Storage: 0350000000 | 0 | 0 | 0
Battery Charger: 0300000000 | 0 | 0 | 0
Breaker, Oil - 15 Kv: 6213015000 | 12133.5 | 13015.2606 | -881.7606 | Exclude
Breaker, Oil - 69 Kv: 6213069000 | 86029.67 | 91103.1183 | -5073.4483 | Exclude
BUILDING STRUCTURE: 0630100000 | 442873.78 | 59334.8871 | 383538.8929
BUILDING,FOUNDATIONS/FOOTINGS/PIERS: 0630700000 | 143519.46 | 22315.5534 | 121203.9066
Clock - Satellite: 8191015700 | 5102.38 | 856.4216 | 4245.9584
Combo-Elec-15-45kv- 1200-1999amps: 7984104519 | 13001 | 13848.3972 | -847.3972 | Exclude
Combo-Elec-45-69kv- <= 600amps: 7984106906 | 4148.45 | 4440.7853 | -292.3353 | Exclude
Combo-Elec-69-170kv- <= 600amps: 7984117006 | 1152.09 | 1227.1825 | -75.0925
Communications Equip Antenna T: | 28479.85 | 4780.2708 | 23699.5792
Cond. Control Cable, Other: 0772000000 | 483.62 | 272.173 | 211.447
Cond. Control Cable-Copper, 4c/6: 0772006000 | 12843.54 | 7228.1222 | 5615.4178
Cond. Control Cable-Copper, 12c/12: 0772012000 | 3566.47 | 2007.1477 | 1559.3223
Cond. Pwr Cable, Al, 251MCM-795MCM: 0773000795 | 7024.07 | 3953.0251 | 3071.0449
Cond. Pwr Cable, Al, Other: 0773000000 | 29009.87 | 26737.1428 | 2272.7272
Conduit, Not Encsd Pvc 3"-4": 1822104000 | 291.62 | 164.1187 | 127.5013
Conduit, Not Encsd Plastic >4"- 6": 1822106000 | 355.51 | 380.4068 | -24.8968
Conduit, Not Encsd Pvc Under 3": 1822102000 | 1108.21 | 623.6814 | 484.5286
Conduit, Not Encsd Steel >4"-6": 1822206000 | 134.19 | 143.5875 | -9.3975
Conduit, Not Encsd Steel 3"-4": 1822204000 | 250 | 268.4174 | -18.4174
Conduit, Not Encsd Steel Undr 3": 1822202000 | 926.01 | 862.9388 | 63.0712
Ctrl Cub-Relay-Feedr-Bus Diff: 1962220000 | 14048.95 | 7906.5062 | 6142.4438
EQUIPMENT RACK/SHELF: 8191015000 | 7179.08 | 1204.9904 | 5974.0896
Estimated Additions: 0010000000 | 0 | 0 | 0
Fence: 3220000000 | 37519.51 | 8989.208 | 28530.302
FIBER OPTIC OPTICAL INTERFACE : 8191015100 | 5653.13 | 948.8636 | 4704.2664
Foundation: 6210000000 | 21926.55 | 13344.3644 | 8582.1856
GARAGE: 0630000008 | 9271.01 | 2288.4053 | 6982.6047
Grounding Systems, Station: 3920000000 | 97 | 104.0871 | -7.0871
Insulators-Post-69kv: 4272069000 | 2191.12 | 1233.1245 | 957.9955
Low Profile Struct-Bus Support-1ph: 7841010000 | 45136.74 | 46424.1815 | -1287.4415
Manhole: 4831000000 | 888.77 | 951.0117 | -62.2417
Microwave Fixed Station Units: 6308000000 | 95563.3 | 16040.0581 | 79523.2419
Misc. Radio Communication Eqmt.: 6300000000 | 12020.85 | 5340.8893 | 6679.9607
Miscellaneous Testing Eq: 4411900000 | 0 | 0 | 0
Multiplex System: 6305000000 | 398099.48 | 66819.9905 | 331279.4895
Operation Center - Tanks: 7704770000 | 420.68 | 449.37 | -28.69
Panel - Line: 5950300000 | 1247.85 | 1335.2386 | -87.3886
Panel - Relay: 5950300003 | 75812.08 | 11227.8229 | 64584.2571
Panel - Transformer Differential: 5950200000 | 40562.58 | 22827.9187 | 17734.6613
Potential Device - Ccvt: 1126000000 | 9037.33 | 4015.305 | 5022.025
Pwr Trfrmr Nbr Xxxxxx Foundation: 9101XXXXXX | 20659.47 | 11840.6541 | 8818.8159
Pwr Trfrmr Nbr Xxxxxxx: 9105XXXXXX | 134808.67 | 130278.0538 | 4530.6162
Reclosers-3ph,2400-15000v: 6553015000 | 175.37 | 186.8005 | -11.4305
Rect Bus Bar, Copper, Under 3": 0771202000 | 660.12 | 705.8514 | -45.7314
Regulator, Feeder Voltage: 6721000000 | 34317.79 | 36554.6026 | -2236.8126
Relay - Miscellaneous: 5959900000 | 1284.85 | 1129.0374 | 155.8126
Relay - Timing: 5952200000 | 8810.12 | 1478.7564 | 7331.3636
Relay - Transformer Differential: 5952400000 | 20381.19 | 11470.1813 | 8911.0087
Scada Equip - Receiver: 8191020000 | 0 | 0 | 0
Scada Equip - Rtu: 8191130000 | 49917.45 | 37473.3319 | 12444.1181
Scada Equip - Server/Router: 8191190000 | 16562.2 | 3761.0727 | 12801.1273
Scada Equip - Transmitter: 8191010000 | 8428.09 | 1414.6336 | 7013.4564
Scada Equip -Modem: 8191015500 | 20564.63 | 3451.7211 | 17112.9089
SECURITY SYSTEM: 0630000027 | 7739.96 | 670.9849 | 7068.9751
Station Rock: 7702000000 | 28435.14 | 3809.6539 | 24625.4861
Structures-Supporting,Outdoor: 7840000000 | 65929.7 | 25387.0116 | 40542.6884
Telemeter Eq - Other: 8195000000 | 10463.8 | 1756.3224 | 8707.4776
Telemeter Eq - Receiver: 8192030000 | 0 | 0 | 0
Telemeter Eq - Transmit/Receive: 8192060000 | 0 | 0 | 0
Transf, Pntl, 13.001-25kv 1ph: 9031025000 | 5533.23 | 5891.9712 | -358.7412 | Exclude
Transf, Pntl, 35.001-69kv 1ph: 9031069000 | 7208.79 | 7708.6283 | -499.8383 | Exclude
Transmitter/Receiver Combined: 1123000000 | 0 | 0 | 0
Tubular Bus, Copper- Under 3": 0771402000 | 5772.32 | 3248.5619 | 2523.7581
Tx., Curr.-Wind.Type- < 100a: 8752000100 | 179.85 | 191.5725 | -11.7225
Tx., Curr.-Wind.Type-100-600a: 8752000600 | 2248.54 | 2394.3792 | -145.8392
Tx.-Curr., Wind.Type 601-1200a: 8752001200 | 3247.17 | 2434.7751 | 812.3949
Tx.-Current, Window Type >1200a: 8752001300 | 121.69 | 130.6548 | -8.9648
Walls,Enclose/Retain,Sound Wall: 7703500000 | 1468.54 | 1538.05 | -69.51
Yard Lighting Systems: 7700900000 | 463.25 | 497.3774 | -34.1274
WPC Sub 30340 West Station | 11966032.5 | 3169600.3324 | 8796432.1676
A dummy retirement unit: | 0 | 0 | 0
Airbrk-Elec-1ph 0-15000v-<=600amp: 7981101506 | 531.03 | 562.7518 | -31.7218 | Exclude
Arrester - 0-10,000 Volts: 0210100000 | 24207.42 | 5975.2269 | 18232.1931 | Exclude
Arrester - 23,001-34,500 Volts: 0210690000 | 11711.36 | 12417.8823 | -706.5223 | Exclude
Arrester - 69,001-146,000 Volts: 0211460000 | 74244.88 | 31363.0406 | 42881.8394
Batteries, Storage: 0350000000 | 12475.01 | 5015.3454 | 7459.6646
Battery Charger: 0300000000 | 35175.39 | 11453.7499 | 23721.6401
Breaker, 115 KV: 6212115115 | 1888369.59 | 337624.4981 | 1550745.0919
Breaker, Oil - 161 Kv: 6213161000 | 203953.88 | 218657.9321 | -14704.0521
Breaker, Oil - 69 Kv: 6213069000 | 43511.99 | 46013.5265 | -2501.5365 | Exclude
Building - Other: 0630000000 | 17735.62 | 18055.476 | -319.856
Building - Station Control: 0630000026 | 990826.96 | 210835.0666 | 779991.8934
Bus and Station Conductor: 0770000000 | 663017.45 | 104284.2622 | 558733.1878
Bus Support: 7846000000 | 44424.43 | 11842.721 | 32581.709
Cable Trench: 1824000000 | 91749.27 | 9964.6295 | 81784.6405
Capacitor Bank, Station: 1051000000 | 63406.93 | 58747.0937 | 4659.8363
Capacitor Banks-Foundation: 1050000000 | 2638.85 | 2370.9477 | 267.9023
Clearing & Grading: 1260000000 | 155147.44 | 27705.1562 | 127442.2838
Combo-Elec-45-69kv- <= 600amps: 7984106906 | 23911.95 | 25354.5089 | -1442.5589 | Exclude
Combo-Elec-69-170kv- <= 600amps: 7984117006 | 70461.84 | 74806.3325 | -4344.4925
Communications - JMUX Equip: | 103050.44 | 11192.0177 | 91858.4223
Communications Equip: | 2366.69 | 303.774 | 2062.916
Cond. Control Cable, Other: 0772000000 | 198329.04 | 41671.9361 | 156657.1039
Conduit, Not Encsd Steel 3"-4": 1822204000 | 5986.64 | 6344.2654 | -357.6254
Conduit, Not Encsd Steel Undr 3": 1822202000 | 2076.45 | 2197.7263 | -121.2763
Conduit, Unknown type: 1825000000 | 190313.55 | 33333.9022 | 156979.6478
Coupling Capacitor- 34.: 1125034000 | 1241.32 | 1310.1838 | -68.8638
Coupling Capacitor Pt-161kv: 1127161000 | 35329.62 | 37460.9835 | -2131.3635
Coupling Capacitor: 1125000000 | 1758.6 | 1860.4268 | -101.8268
Ctrl Cub-Switchgear, Metalclad: 1963000000 | 3060.19 | 3237.3817 | -177.1917
Electric Test Eq - Recording: 4411200000 | 0 | 0 | 0
Estimated Additions: 0010000000 | 0 | 0 | 0
Fence: 3220000000 | 91635.4 | 24650.4379 | 66984.9621
FIBER OPTIC GROUND WIRE: 1683000000 | 0 | 0 | 0
FIBER OPTIC PATCH PANEL: 8191015300 | 20117.37 | 4965.6614 | 15151.7086
Foundation, Equipment: 3360000000 | 430857.85 | 46794.2561 | 384063.5939
Foundation, Other: 3369000000 | 447303.63 | 105054.9035 | 342248.7265
Foundation, Switchgear: 3363000000 | 263071.86 | 28571.4929 | 234500.3671
Foundation: 6210000000 | 3589.1 | 3837.1488 | -248.0488
Gas Breaker Bushing- 69 Kv: 6215069000 | 12877.11 | 2669.9527 | 10207.1573 | Exclude
Grounding Systems, Station: 3920000000 | 437880.12 | 78204.6967 | 359675.4233
Line Tuner: 1129000000 | 3853.65 | 4066.338 | -212.688
Low Profile Struct-Bus Support-1ph: 7841010000 | 41425.96 | 44149.0664 | -2723.1064
Low Profile Structure-Foundation: 7841000000 | 50 | 52.8951 | -2.8951
Microwave Antennas: 6309000000 | 27128.84 | 9374.8682 | 17753.9718
Microwave Fixed Station Units: 6308000000 | 37180.91 | 12848.5453 | 24332.3647
Miscellaneous Testing Eq: 4411900000 | 0 | 0 | 0
Multiple Address Master System: 6306000000 | 12500.73 | 5044.3614 | 7456.3686
Multiplex System: 6305000000 | 27652.5 | 9555.8285 | 18096.6715
Panel - Alarm & SYNC: | 19755.17 | 5266.3583 | 14488.8117
Panel - Circuit Breaker Control: 5950400000 | 31985.61 | 8526.7645 | 23458.8455
Panel - Line: 5950300000 | 36294.05 | 31788.6346 | 4505.4154
Panel - Other: 5950900000 | 128172.5 | 7956.5588 | 120215.9412
Panel - Relay: 5950300003 | 1132785.62 | 296345.8643 | 836439.7557
Panels,Instr.,Gauge,Relay,Control: 5950000000 | -358.28 | -109.6605 | -248.6195
Pnls,Instr,Gauge,Relay&Control-Othr: 5959800000 | 104991.9 | 19695.8746 | 85296.0254
Potential Device - Ccvt: 1126000000 | 90706.49 | 22389.4929 | 68316.9971
Pwr Trfrmr Nbr Xxxxxx Foundation: 9101XXXXXX | 1767.15 | 1869.1605 | -102.0105
Pwr Trfrmr Nbr Xxxxxxx: 9105XXXXXX | 302544.2 | 312912.9013 | -10368.7013
Regulator, Foundation: 6720000000 | 280 | 296.8918 | -16.8918
Relay - Directional Overcurrent: 5951400000 | 14384 | 8663.14 | 5720.86
Relay - Impedance: 5951600000 | 47757.61 | 20855.5205 | 26902.0895
Relay - Line Differential: 5951200000 | 46328.55 | 1372.2581 | 44956.2919
Relay - Miscellaneous: 5959900000 | 302231.52 | 32824.5131 | 269407.0069
Relay - Other: 5953300000 | 39583.19 | 11514.3692 | 28068.8208
Roads: 7701300000 | 17504.73 | 3724.7785 | 13779.9515
Scada Equip - Rtu: 8191130000 | 85098.71 | 61446.4832 | 23652.2268
Scada Equip - Server/Router: 8191190000 | 16562.2 | 3761.0727 | 12801.1273
Scada Equip - Transmitter: 8191010000 | 0 | 0 | 0
SECURITY SYSTEM: 0630000027 | 25495.12 | 2210.1974 | 23284.9226
Station Call & Signal Systems: 7560000000 | 2888.68 | 998.2364 | 1890.4436
Station Rock: 7702000000 | 165655.36 | 14360.8288 | 151294.5312
Structure - Steel: 7841085000 | 888437.12 | 135549.4831 | 752887.6369
Switches - Over 34500v: 7986900000 | 453817.7 | 49287.8606 | 404529.8394
Switches-Disconnect >= 115kv: | 272453.33 | 71560.8438 | 200892.4862
Telemeter Eq - Transmit/Receive: 8192060000 | 0 | 0 | 0
Tower - Not Available: 8330000000 | 85679.37 | 31299.9659 | 54379.4041
Transf, Pntl, 35.001-69kv 1ph: 9031069000 | 16802.52 | 17816.1816 | -1013.6616 | Exclude
Transf, Pntl, 35.001-69kv 2ph: 9032069000 | 7899.66 | 8365.2125 | -465.5525 | Exclude
Transf, Pntl, 69.001-161kv 1ph: 9031161000 | 28542.87 | 30590.0647 | -2047.1947
Transformer Substation 115kv: | 59754.79 | 15929.5078 | 43825.2822
TRANSFORMER, VOLTAGE: 8608500000 | 190319.57 | 50735.6327 | 139583.9373
Transformers, Current: 8750000000 | 271679.37 | 29506.3302 | 242173.0398
Transmitter/Receiver Combined: 1123000000 | 68579.79 | 44796.0642 | 23783.7258
Trench: | 112293.98 | 29935.4718 | 82358.5082
Tubular Bus, Copper- 3" To 4": 0771404000 | 11592.89 | 12404.9521 | -812.0621
Two-Way Fixed Repeater Station: 6303000000 | 12970.76 | 4770.7007 | 8200.0593
Tx., Curr.-Wind.Type-100-600a: 8752000600 | 0 | 170.4236 | -170.4236
Tx.-Curr., Wind.Type 601-1200a: 8752001200 | 24315.34 | 23230.7852 | 1084.5548
WAVEGUIDE: 1128000050 | 9511.91 | 9820.8011 | -308.8911
Yard Lighting Systems: 7700900000 | 20828.59 | 3356.6133 | 17471.9767
WPC Sub 30345 DOT Site | 189064.39 | 162627.3015 | 26437.0885
Arrester - 69,001-146,000 Volts: 0211460000 | 5226.71 | 5315.3451 | -88.6351
Batteries, Storage - Station: 0353000000 | 22954.1 | 1133.173 | 21820.927
Batteries, Storage: 0350000000 | 0 | 0 | 0
Battery Charger: 0300000000 | 0 | 0 | 0
Breaker, Oil - 161 Kv: 6213161000 | 25561.02 | 25994.4866 | -433.4666
Building - Other: 0630000000 | 3512.34 | 2851.1127 | 661.2273
Capacitor Banks-Foundation: 1050000000 | 139.47 | 141.8351 | -2.3651
Combo-Elec-69-170kv- <= 600amps: 7984117006 | 9945.17 | 10140.8831 | -195.7131
Conduit, Not Encsd Pvc Under 3": 1822102000 | 1135.85 | 1155.1119 | -19.2619
Coupling Capacitor- 69kv: 1125069000 | 1563.12 | 1589.6276 | -26.5076 | Exclude
Estimated Additions: 0010000000 | 0 | 0 | 0
Foundation: 6210000000 | 1000.52 | 1017.4869 | -16.9669
Grounding Systems, Station: 3920000000 | 4118.29 | 4188.1284 | -69.8384
Insulators-Post-161kv: 4272161000 | 19962.47 | 20300.9958 | -338.5258
Line Tuner: 1129000000 | 1043.09 | 1060.7788 | -17.6888
Low Prof- Switch Stand - High: 7841080000 | 2571.56 | 2615.1688 | -43.6088
Low Prof-Curr/Pot Trans/Reac Stand: 7841020000 | 2723.36 | 2769.543 | -46.183
Low Profile Struct-Bus Support-1ph: 7841010000 | 24645.8 | 25063.7462 | -417.9462
Low Profile Structure-Foundation: 7841000000 | 10227.48 | 10400.9187 | -173.4387
Other Low Profile Structure: 7841990000 | 670.45 | 681.8196 | -11.3696
Panel - Line: 5950300000 | 6059.66 | 6162.4204 | -102.7604
Panel - Transformer Differential: 5950200000 | 492.05 | 432.3795 | 59.6705
Pwr Trfrmr Nbr Xxxxxx Foundation: 9101XXXXXX | 873.1 | 887.9061 | -14.8061
Struc-Supporting,Outdoor-Other: 7849900000 | 1146.02 | 1165.4543 | -19.4343
Transf, Pntl, 35.001-69kv 1ph: 9031069000 | 16713.67 | 16997.1023 | -283.4323 | Exclude
Transmitter/Receiver Combined: 1123000000 | 8448.91 | 3753.8687 | 4695.0413
Tx., Curr.-Wind.Type-100-600a: 8752000600 | 15372.18 | 13799.8468 | 1572.3332
WAVEGUIDE: 1128000050 | 1679.76 | 1708.2456 | -28.4856
Yard Lighting Systems: 7700900000 | 1278.24 | 1299.9165 | -21.6765
WPC Sub 30350 Pueblo Plant 69 | 0 | 0 | 0
Arrester - 69,001-146,000 Volts: 0211460000 | 0 | 0 | 0
Breaker, Oil - 15 Kv: 6213015000 | 0 | 0 | 0
Breaker, Oil - 161 Kv: 6213161000 | 0 | 0 | 0
Building - Other: 0630000000 | 0 | 0 | 0
Capacitor Banks-Foundation: 1050000000 | 0 | 0 | 0
Combo-Elec-69-170kv- 1200-1999amps: 7984117019 | 0 | 0 | 0
Cond. Pwr Cable, Al, Other: 0773000000 | 0 | 0 | 0
Conduit, Not Encsd Pvc Under 3": 1822102000 | 0 | 0 | 0
Coupling Capacitor- 69kv: 1125069000 | 0 | 0 | 0
Fence: 3220000000 | 0 | 0 | 0
Foundation: 6210000000 | 0 | 0 | 0
Grounding Systems, Station: 3920000000 | 0 | 0 | 0
Insulators-Post-69kv: 4272069000 | 0 | 0 | 0
Low Profile Struct-Bus Support-1ph: 7841010000 | 0 | 0 | 0
Low Profile Structure-Foundation: 7841000000 | 0 | 0 | 0
Panel - Line: 5950300000 | 0 | 0 | 0
Panel - Other: 5950900000 | 0 | 0 | 0
Pwr Trfrmr Nbr Xxxxxx Foundation: 9101XXXXXX | 0 | 0 | 0
Pwr Trfrmr Nbr Xxxxxxx: 9105XXXXXX | 0 | 0 | 0
Relay - Bus Differential: 5951200000 | 0 | 0 | 0
Scada Equip - Rtu: 8191130000 | 0 | 0 | 0
Telemeter Eq - Transducer: 8192040000 | 0 | 0 | 0
Transf, Pntl, 69.001-161kv 1ph: 9031161000 | 0 | 0 | 0
Transmitter/Receiver Combined: 1123000000 | 0 | 0 | 0
Wave Trap-1200 Amp: 1128000120 | 0 | 0 | 0
WPC Sub 30352 Baculite Mesa Land | 19640.45 | 4847.941 | 14792.509
Communications - JMUX Equip: | 19640.45 | 4847.941 | 14792.509
Estimated Additions: 0010000000 | 0 | 0 | 0
Land Rights - Non-Depreciable: 4552XXXXXX | 0 | 0 | 0
Land: 4481XXXXXX | 0 | 0 | 0
WPC Sub 30355 Belmont Tap | 0 | 0 | 0
Scada Equip - Rtu: 8191130000 | 0 | 0 | 0
Station Rock: 7702000000 | 0 | 0 | 0
WPC Sub 30356 Belmont Tap | 0 | 0 | 0
Batteries, Storage: 0350000000 | 0 | 0 | 0
Battery Charger: 0300000000 | 0 | 0 | 0
Clearing & Grading: 1260000000 | 0 | 0 | 0
Combo-Elec-69-170kv- <= 600amps: 7984117006 | 0 | 0 | 0
Cond. Pwr Cable, Al, 251MCM-795MCM: 0773000795 | 0 | 0 | 0
Fence: 3220000000 | 0 | 0 | 0
Grounding Systems, Station: 3920000000 | 0 | 0 | 0
Land Rights - Non-Depreciable: 4552XXXXXX | 0 | 0 | 0
Low Profile Struct-Bus Support-1ph: 7841010000 | 0 | 0 | 0
Low Profile Structure-Foundation: 7841000000 | 0 | 0 | 0
WPC Sub 30357 Boone | 5087704.24 | 1216149.1539 | 3871555.0861
A dummy retirement unit: | 0 | 0 | 0
Arrester - 23,001-34,500 Volts: 0210690000 | 5748.45 | 4799.8727 | 948.5773 | Exclude
Arrester - 69,001-146,000 Volts: 0211460000 | 6374.89 | 314.7086 | 6060.1814
Batteries, Storage: 0350000000 | 3369.85 | 1896.4933 | 1473.3567
Battery Charger: 0300000000 | 4282.68 | 2410.2183 | 1872.4617
Breaker, 115 KV: 6212115115 | 559647.75 | 70572.7939 | 489074.9561
Breaker, Gas - 115-161 Kv: 6212115000 | 79837.82 | 38625.19 | 41212.63
Breaker, Gas - 161 Kv: 6212161000 | 0 | 0 | 0
BREAKER, OIL - 115-161 KV: 6213115000 | 146439.59 | 134464.4061 | 11975.1839
Breaker, Oil - 69 Kv: 6213069000 | 0 | 0 | 0
Breaker, Other: 6212115999 | 44540.75 | 7476.0522 | 37064.6978
Bus and Station Conductor: 0770000000 | 48478.52 | 2393.2347 | 46085.2853
Cable Trench: 1824000000 | 1023.55 | 939.8486 | 83.7014
Capacitor Banks-Foundation: 1050000000 | 0 | 0 | 0
Circuit Switcher Station: | 156527.04 | 26272.6677 | 130254.3723
Clearing & Grading: 1260000000 | 23238.67 | 1361.2824 | 21877.3876
Combo-Elec-45-69kv- 1200-1999amps: 7984106919 | 2577.96 | 2519.8648 | 58.0952
Combo-Elec-69-170kv- 1200-1999amps: 7984117019 | 35633.19 | 32151.6356 | 3481.5544
Communications - JMUX Equip: | 287614.43 | 41947.3752 | 245667.0548
Communications Equip: | 2366.69 | 303.774 | 2062.916
Cond. Control Cable, Other: 0772000000 | 36253.2 | 1789.7085 | 34463.4915
Conduit, Not Encsd Pvc 3"-4": 1822104000 | 1133.92 | 1041.193 | 92.727
Conduit, Not Encsd Steel 3"-4": 1822204000 | 194.41 | 178.512 | 15.898
Conduit, Not Encsd Steel Undr 3": 1822202000 | 1382.79 | 778.2103 | 604.5797
Coupling Capacitor- 69kv: 1125069000 | 3855.78 | 3540.4713 | 315.3087
Cutouts, 15,001-34,501 Volts: 2521034000 | 114.45 | 64.4105 | 50.0395 | Exclude
Estimated Additions: 0010000000 | 358142.51 | 3536.0735 | 354606.4365
Fence: 3220000000 | 5804.17 | 3280.1498 | 2524.0202
Foundation, Equipment: 3360000000 | 98122.58 | 4844.0086 | 93278.5714
Foundation: 6210000000 | 2505.5 | 2183.5477 | 321.9523
Grounding Systems, Station: 3920000000 | 48160.42 | 11011.0514 | 37149.3686
Insulators-Post-161kv: 4272161000 | 56854.25 | 48949.3355 | 7904.9145
Line Tuner: 1129000000 | 1250 | 1147.7805 | 102.2195
Low Prof- Switch Stand - High: 7841080000 | 28686.56 | 24676.088 | 4010.472
Low Prof-Deadend Twr-High Tension: 7841040000 | 36071.94 | 30272.9201 | 5799.0199
Low Profile Struct-Bus Support-1ph: 7841010000 | 8170.82 | 7411.4077 | 759.4123
Low Profile Structure-Foundation: 7841000000 | 24127.96 | 21072.2799 | 3055.6801
Metering - Primary (Substation): 5100100000 | 17298.5 | 2903.5095 | 14394.9905
Microwave Antennas: 6309000000 | 24739.15 | 8549.067 | 16190.083
Microwave Fixed Station Units: 6308000000 | 50555.57 | 17470.4044 | 33085.1656
Multiple Address Remote System: 6307000000 | 1275.73 | 566.8096 | 708.9204
Multiplex System: 6305000000 | 32440.08 | 11210.2646 | 21229.8154
Other Low Profile Structure: 7841990000 | 542.82 | 498.4306 | 44.3894
Panel - Combo Capacitor/Cb Cntrl : 5950700000 | 2600 | 2387.3835 | 212.6165
Panel - Line: 5950300000 | 33100 | 30393.228 | 2706.772
Panel - Other: 5950900000 | 288308.21 | 48391.8036 | 239916.4064
Panel - Relay: 5950300003 | 381426.64 | 52988.7728 | 328437.8672
Pnls,Instr,Gauge,Relay&Control-Othr: 5959800000 | 104991.91 | 19695.8765 | 85296.0335
Potential Device- 69kv: 1126069000 | 6582.84 | 6044.5244 | 538.3156 | Exclude
Pwr Trfrmr Nbr Xxxxxx Bushing: 9103XXXXXX | 0 | 0 | 0
Pwr Trfrmr Nbr Xxxxxx Foundation: 9101XXXXXX | 0 | 0 | 0
Pwr Trfrmr Nbr Xxxxxxx: 9105XXXXXX | 1099832.35 | 184604.0774 | 915228.2726
Regulator, Feeder Voltage: 6721000000 | 81605.63 | 86528.7304 | -4923.1004
Regulator, Foundation: 6720000000 | 0 | 0 | 0
Relay - Transformer Differential: 5952400000 | 17653.37 | 4008.8641 | 13644.5059
Scada Equip - Rtu: 8191130000 | 283581.08 | 76493.4141 | 207087.6659
Scada Equip - Server/Router: 8191190000 | 16562.14 | 3761.0591 | 12801.0809
Struc-High Prof-Bay #2-161kv: 7842002161 | 17942.31 | 16475.067 | 1467.243
Structure - Steel: 7841085000 | 50153.48 | 2475.9223 | 47677.5577
Switches - Over 34500v: 7986900000 | 32049.88 | 1582.2035 | 30467.6765
Telemeter Eq - Transducer: 8192040000 | 34097 | 25599.5517 | 8497.4483
Telemeter Eq - Transmit/Receive: 8192060000 | 0 | 0 | 0
Transf Instr Cur Pot Volt Ccvolt: | 36652.95 | 1809.4429 | 34843.5071
Transf, Coupling Capacitive Voltage: 9030000000 | 296957.48 | 49843.5617 | 247113.9183
Transf, Pntl, 35.001-69kv 1ph: 9031069000 | 16415.91 | 13776.8451 | 2639.0649 | Exclude
Transformers, Current: 8750000000 | 22054.91 | 3701.8608 | 18353.0492
Transmitter/Receiver Combined: 1123000000 | 9767.74 | 4339.8277 | 5427.9123
Walls,Enclose/Retain,Sound Wall: 7703500000 | 5366.45 | 1734.0125 | 3632.4375
WAVEGUIDE: 1128000050 | 3800 | 3489.2528 | 310.7472
Yard Lighting Systems: 7700900000 | 817.02 | 598.82 | 218.2
WPC Sub 30359 PDA Tap | 27019.15 | 20007.7765 | 7011.3735
Combo-Elec-45-69kv- <= 600amps: 7984106906 | 23603.46 | 17478.4459 | 6125.0141
Cond. Pwr Cable, Al, Other: 0773000000 | 2607.53 | 1930.8852 | 676.6448
Grounding Systems, Station: 3920000000 | 808.16 | 598.4453 | 209.7147
WPC Sub 30360 DOT Tap | 252930.56 | 66877.6879 | 186052.8721
Arrester - 0-10,000 Volts: 0210100000 | 17274.22 | 3240.544 | 14033.676 | Exclude
Arrester - 69,001-146,000 Volts: 0211460000 | 0 | 0 | 0
Batteries, Storage: 0350000000 | 4606.02 | 3137.9122 | 1468.1078
Battery Charger: 0300000000 | 135.42 | 92.2567 | 43.1633
Combo-Elec-69-170kv- <= 600amps: 7984117006 | 174956.31 | 32820.7943 | 142135.5157
Cond. Pwr Cable, Al, 251MCM-795MCM: 0773000795 | 2880.07 | 2928.9105 | -48.8405
Conduit, Not Encsd Pvc Under 3": 1822102000 | 554.39 | 563.7914 | -9.4014
Coupling Capacitor- 69kv: 1125069000 | 3216.9 | 3271.4525 | -54.5525 | Exclude
Estimated Additions: 0010000000 | 0 | 0 | 0
Fence: 3220000000 | 1712.74 | 1741.7848 | -29.0448
Grounding Systems, Station: 3920000000 | 1318.55 | 1340.9101 | -22.3601
Insulator, 115KV: | 14639.89 | 2746.3589 | 11893.5311
Land: 4481XXXXXX | 625.78 | -15.24 | 641.02
Line Tuner: 1129000000 | 1723.5 | 1752.7273 | -29.2273
Low Profile Struct-Bus Support-1ph: 7841010000 | 0 | 0 | 0
Low Profile Structure-Foundation: 7841000000 | 3944.74 | 4011.6353 | -66.8953
Multiple Address Remote System: 6307000000 | 1275.73 | 566.8096 | 708.9204
Scada Equip - Rtu: 8191130000 | 4131.76 | 2788.0215 | 1343.7385
Station Rock: 7702000000 | 1767.62 | 1434.8508 | 332.7692
Structures-Sub Equip And Bus 115kv: | 16707.99 | 3134.3225 | 13573.6675
Telemeter Eq - Receiver: 8192030000 | 1037.04 | 890.8009 | 146.2391
Telemeter Eq - Transmit/Receive: 8192060000 | 421.89 | 429.0445 | -7.1545
WPC Sub 30385 Midway #1 PSCO | 1060255.6 | 540558.894 | 519696.706
Airbrk-Elec-1ph 0-15000v-<=600amp: 7981101506 | 64.77 | 68.3632 | -3.5932 | Exclude
Arrester - 69,001-146,000 Volts: 0211460000 | 8921.85 | 5021.0629 | 3900.7871
Batteries, Storage: 0350000000 | 621.81 | 656.6829 | -34.8729
Battery Charger: 0300000000 | 839.46 | 886.5394 | -47.0794
Breaker, Oil - 161 Kv: 6213161000 | 47321.63 | 49860.7714 | -2539.1414
Cntl Cbl - Swtchbrd.,Swtchgr.: 1960000000 | 46626.92 | 12429.8635 | 34197.0565
Combo-Elec-69-170kv- <= 600amps: 7984117006 | 13376.17 | 14103.719 | -727.549
Communication Cables: | 4637.81 | 320.536 | 4317.274
Communications - JMUX Equip: | 33651.32 | 8970.8116 | 24680.5084
Cond. Control Cable, Other: 0772000000 | 22709.16 | 12780.3226 | 9928.8374
Cond. Pwr Cable, Al, Other: 0773000000 | 7434.88 | 4184.2219 | 3250.6581
Conduit, Not Encsd Pvc 3"-4": 1822104000 | 855.15 | 481.2636 | 373.8864
Conduit, Not Encsd Pvc Under 3": 1822102000 | 106.69 | 60.0433 | 46.6467
Conduit, Not Encsd Steel 3"-4": 1822204000 | 298.24 | 167.8443 | 130.3957
Conduit, Not Encsd Steel Undr 3": 1822202000 | 441.16 | 248.2772 | 192.8828
Coupling Capacitor: 1125000000 | 9337.97 | 9433.3212 | -95.3512
Estimated Additions: 0010000000 | 0 | 0 | 0
Foundation: 6210000000 | 91.17 | 96.0619 | -4.8919
Grounding Systems, Station: 3920000000 | 129.21 | 136.2817 | -7.0717
Insulators-Pin & Cap-15kv: 4271015000 | 22.41 | 12.612 | 9.798 | Exclude
Laboratory Fixtures: 4411500000 | 0 | 0 | 0
Line Tuner: 1129000000 | 9928.02 | 6781.1518 | 3146.8682
Low Prof- Switch Stand - High: 7841080000 | 925.6 | 976.9489 | -51.3489
Low Profile Struct-Bus Support-1ph: 7841010000 | 4310.52 | 4549.6517 | -239.1317
Multiple Address Remote System: 6307000000 | 3908.19 | 1504.8948 | 2403.2952
Other Cable (FIBER OPTIC): 0834100000 | 29040.27 | 7741.5921 | 21298.6779
Other Low Profile Structure: 7841990000 | 1645.92 | 1733.2373 | -87.3173
Panel - Combo Capacitor/Cb Cntrl : 5950700000 | 0 | 0 | 0
Panel - Line: 5950300000 | 403807.7 | 227255.9917 | 176551.7083
Panel - Sectionalizing: 5950800000 | 0 | 0 | 0
Pnls,Instr,Gauge,Relay&Control-Othr: 5959800000 | 209983.81 | 39391.7511 | 170592.0589
Relay - Aux: | 31606.71 | 8425.7569 | 23180.9531
Scada Equip - Rtu: 8191130000 | 47062.8 | 32127.1124 | 14935.6876
Scada Equip - Transducer: 8191030000 | 5750.03 | 4144.373 | 1605.657
Suspension Insulators: 4273000000 | 1367.95 | 769.8586 | 598.0914
Transmitter/Receiver Combined: 1123000000 | 77940 | 58538.2941 | 19401.7059
Tubular Bus, Alum , Under 3": 0771302000 | 6937.27 | 7232.6335 | -295.3635
Wave Trap-1200 Amp: 1128000120 | 17177.22 | 11405.8319 | 5771.3881
WAVEGUIDE: 1128000050 | 5727.85 | 5524.0527 | 203.7973
Yard Lighting Systems: 7700900000 | 5647.96 | 2537.1619 | 3110.7981
WPC Sub 30386 Midway #2 WAPA | 99472.5 | 25392.4099 | 74080.0901
Communication Cables: | 4637.83 | 320.5374 | 4317.2926
Estimated Additions: 0010000000 | 11462.77 | 113.1762 | 11349.5938
Multiple Address Remote System: 6307000000 | 1309.21 | 504.1268 | 805.0832
OTHER: 1120000000 | -0.02 | -0.008886 | -0.011114
Scada Equip - Rtu: 8191130000 | 7680.18 | 4625.5892 | 3054.5908
Transf, Pntl: 9030000000 | 74382.53 | 19828.9893 | 54553.5407
WPC Sub 30399 Spare Equipment | 0 | 0 | 0
Airbrk-Elec-1ph 45001-69000v- <=600: 7981106906 | 0 | 0 | 0
Arrester - 23,001-34,500 Volts: 0210690000 | 0 | 0 | 0
Arrester - 69,001-146,000 Volts: 0211460000 | 0 | 0 | 0
Coupling Capacitor: 1125000000 | 0 | 0 | 0
Estimated Additions: 0010000000 | 0 | 0 | 0
Line Tuner: 1129000000 | 0 | 0 | 0
Reclosers-Electronic Control: 6552000000 | 0 | 0 | 0
Relay - Bus Differential: 5951200000 | 0 | 0 | 0
Telemeter Eq - Receiver: 8192030000 | 0 | 0 | 0
Transf, Pntl, 35.001-69kv 1ph: 9031069000 | 0 | 0 | 0
Transf, Pntl, 69.001-161kv 1ph: 9031161000 | 0 | 0 | 0
Tx., Curr.-Wind.Type-100-600a: 8752000600 | 0 | 0 | 0
WAVEGUIDE: 1128000050 | 0 | 0 | 0
WPC Sub 30415 Blende | 390843.98 | 96473.7862 | 294370.1938
CABLE, 795MCM ACSR B: | 38551.05 | 9515.7299 | 29035.3201 | Exclude
Estimated Additions: 0010000000 | 0 | 0 | 0 | Exclude
Fuse: | 54490.76 | 13450.2006 | 41040.5594 | Exclude
Insulator: | 40041.74 | 9883.6837 | 30158.0563 | Exclude
Static Wire (Transmission Lines): 1682000000 | 3418.87 | 843.8951 | 2574.9749 | Exclude
Struc-High Prof-Bay #1-69kv: 7842001069 | 214473.82 | 52939.5424 | 161534.2776 | Exclude
Transformer Platform: 8472000000 | 39867.74 | 9840.7345 | 30027.0055 | Exclude
WPC Sub 30453 Desert Cove | 5190752.61 | 1856084.0171 | 3334668.5929
Airbrk-3ph-Manl-0-15000v-1200-1999a: 7982201519 | 11379.14 | 4831.0749 | 6548.0651 | Exclude
Airbrk-3ph-Manl-69-170kv- 1200-1999: 7982217019 | 63494.6 | 26956.9728 | 36537.6272
Arrester - 0-10,000 Volts: 0210100000 | 4823.58 | 1743.2826 | 3080.2974 | Exclude
Arrester - 69,001-146,000 Volts: 0211460000 | 5781.05 | 2454.3758 | 3326.6742
Batteries, Storage - Station: 0353000000 | 53551.4 | 2643.6671 | 50907.7329
Breaker, Gas - 115-161 Kv: 6212115000 | 180042.12 | 76437.8471 | 103604.2729
Breaker, Vacuum - 15 Kv: 6214015000 | 129471.63 | 24288.1307 | 105183.4993 | Exclude
Bus and Station Conductor: 0770000000 | 2128.87 | 693.6317 | 1435.2383
Bus Bar: 0771000000 | 42930.3 | 18165.2885 | 24765.0115
Bus Support: 7846000000 | 14702.13 | 6241.8681 | 8460.2619
Cable Trench: 1824000000 | 6516.41 | 2766.5768 | 3749.8332
Cable Trench: 4835000000 | 0 | 0 | 0
Clearing & Grading: 1260000000 | 26282.56 | 8906.7128 | 17375.8472
Cntl Cbl Switchgear Metal-Clad: 1965210000 | 1743943.57 | 653635.5917 | 1090307.9783 | Exclude
Communications - JMUX Equip: | 33491.6 | 8266.883 | 25224.717
COND. CONTROL CABLE, 600 7c/10: 0772007010 | 2596.08 | 845.8588 | 1750.2212
Cond. Control Cable, Other: 0772000000 | 16500.19 | 7005.2441 | 9494.9459
Cond. Pwr Cable, Other: 0773100000 | 61476 | 25757.1651 | 35718.8349
COND. PWR CABLE,CU, 250MCM OR LESS: 0773400250 | 53025.21 | 17276.7566 | 35748.4534
Culverts: 7700500000 | 5341.58 | 1810.1707 | 3531.4093
Curr/Pot Trans/Reac Stand: 7843000000 | 8215.09 | 3487.7605 | 4727.3295
Deadend Tower: 7848000000 | 103649.98 | 44005.1546 | 59644.8254
Estimated Additions: 0010000000 | 0 | 0 | 0
Fence: 3220000000 | 32017.35 | 10850.1356 | 21167.2144
FIBER OPTIC PATCH PANEL: 8191015300 | 14935.98 | 3686.7155 | 11249.2645
Foundation, Other: 3369000000 | 158279.49 | 51570.8703 | 106708.6197
Foundation: 6210000000 | 3219.66 | 1366.9239 | 1852.7361
Grounding Systems, Station: 3920000000 | 77519.6 | 27167.8773 | 50351.7227
Land: 4481XXXXXX | 13775.51 | -146.5391 | 13922.0491
Landscaping: 7701000000 | 35208.67 | 11262.4402 | 23946.2298
Line Tuner: 1129000000 | 6195.89 | 2630.4983 | 3565.3917
Pin Insulators: 4271000000 | 16.53 | 7.0179 | 9.5121
Post Insulators: 4272000000 | 8530.78 | 3621.7884 | 4908.9916
Potential Device - Ccvt: 1126000000 | 27960.96 | 11870.9754 | 16089.9846
Potheads (Terminators): 6190000000 | 18422.85 | 7434.7062 | 10988.1438
Pvc Conduit: 1820100000 | 56637.49 | 21288.8458 | 35348.6442
Pwr Crct Bkr- 4160v, 600a: 6213100000 | 72703.53 | 23688.3776 | 49015.1524
Pwr Trfrmr Nbr Xxxxxx Foundation: 9101XXXXXX | 15059.87 | 6393.7485 | 8666.1215
Pwr Trfrmr Nbr Xxxxxx Installation: 9102XXXXXX | 8679.05 | 3684.7372 | 4994.3128
Pwr Trfrmr Nbr Xxxxxxx: 9105XXXXXX | 1829030.63 | 641092.8284 | 1187937.8016
Regular,3phase, 100-320amp Dema: 5253800000 | 0 | 0 | 0
RELAY AND CONTROL: 5959810000 | 13126.49 | 907.2196 | 12219.2704
Roads: 7701300000 | 4280.68 | 1113.2894 | 3167.3906
Scada Equip - Rtu: 8191130000 | 45918.87 | 19495.1024 | 26423.7676
SECURITY SYSTEM: 0630000027 | 11728.46 | 1273.795 | 10454.665
Station Rock: 7702000000 | 24829.34 | 8414.2412 | 16415.0988
Steel Conduit: 1820200000 | 56003.2 | 22309.6217 | 33693.5783
Struc-Supporting,Outdoor-Other: 7849900000 | 5711.9 | 2425.0178 | 3286.8822
Suspension Insulators: 4273000000 | 3990.52 | 1694.1967 | 2296.3233
Switch Stand: 7847000000 | 52834.82 | 22431.306 | 30403.514
Telemeter Eq - Transmit/Receive: 8192060000 | 3731.24 | 1584.1179 | 2147.1221
Vault: 4832000000 | 1995.83 | 650.2844 | 1345.5456
Wave Trap: 1128000000 | 19064.33 | 8093.8635 | 10970.4665
WPC Sub 30470 Fountain Valley Pump | 620500.66 | 394920.3818 | 225580.2782
Airbrk-Elec-3ph 69-170kv- 1200-1999: 7982117019 | 15137.81 | 12704.2159 | 2433.5941
Arrester - 69,001-146,000 Volts: 0211460000 | 14585.06 | 12240.3274 | 2344.7326
Battery Charger: 0300000000 | 932.9 | 782.9245 | 149.9755
Bus and Station Conductor: 0770000000 | 19649.28 | 970.0242 | 18679.2558
Cond. Pwr Cable, Al, 251MCM-795MCM: 0773000795 | 41930.41 | 35189.567 | 6740.843
Estimated Additions: 0010000000 | 0 | 0 | 0
Fence: 3220000000 | 5760.12 | 4786.9116 | 973.2084
Grounding Systems, Station: 3920000000 | 9752.9 | 8184.9981 | 1567.9019
Land: 4481XXXXXX | 1532.52 | -32.24 | 1564.76
Pwr Trfrmr Nbr Xxxxxx Foundation: 9101XXXXXX | 26013.85 | 21831.7951 | 4182.0549
Pwr Trfrmr Nbr Xxxxxxx: 9105XXXXXX | 262557.47 | 220348.0406 | 42209.4294
Reclosers-3ph,25001-34500v: 6553034000 | 40404.59 | 33909.0418 | 6495.5482 | Exclude
Scada Equip - Rtu: 8191130000 | 22963.09 | 17105.0095 | 5858.0805
Struc-High Prof-Bay #2-161kv: 7842002161 | 22911.54 | 19228.2206 | 3683.3194
Switches - Over 34500v: 7986900000 | 133972.07 | 6613.7871 | 127358.2829
Walls,Enclose/Retain,Sound Wall: 7703500000 | 1906.52 | 646.0872 | 1260.4328
Yard Lighting Systems: 7700900000 | 490.53 | 411.6711 | 78.8589
WPC Sub 30518 Northridge | 1339186.41 | 822207.9039 | 516978.5061
Airbrk-1ph-Man-45-69kv-<=600amps: 7981206906 | 19447.57 | 18241.2596 | 1206.3104 | Exclude
Airbrk-3ph-Manl-69-170kv- <= 600amp: 7982217006 | 43945.62 | 23864.0511 | 20081.5689
Airbrk-Elec-3ph45-69kv- <= 600amps: 7982106906 | 23034.98 | 21606.1467 | 1428.8333 | Exclude
Arrester - 69,001-146,000 Volts: 0211460000 | 12313.34 | 11549.5577 | 763.7823
Batteries, Storage - Station: 0353000000 | 11307.37 | 334.9259 | 10972.4441
Batteries, Storage: 0350000000 | 0 | 0 | 0
Battery Charger: 0300000000 | 9300.38 | 275.4786 | 9024.9014
Bus and Station Conductor: 0770000000 | 8225.15 | 4466.5521 | 3758.5979
Clearing & Grading: 1260000000 | 1129.38 | 1041.38 | 88
Cntl Cbl Switchgear Metal-Clad: 1965210000 | 388964.69 | 207955.8574 | 181008.8326 | Exclude
Cond. Control Cable, Other: 0772000000 | 14911.12 | 13900.2506 | 1010.8694
Conduit, Encased Pvc Under 3": 1821102000 | 31.04 | 16.8558 | 14.1842
Conduit, Encased Pvc >4"-6": 1821106000 | 1426.36 | 774.5647 | 651.7953
Conduit, Not Encsd Steel >4"-6": 1822206000 | 2704.58 | 2536.818 | 167.762
Conduit, Not Encsd Steel 3"-4": 1822204000 | 3277.48 | 3090.5349 | 186.9451
Conduit, Not Encsd Steel Undr 3": 1822202000 | 32.71 | 17.7627 | 14.9473
Estimated Additions: 0010000000 | 3876.93 | 38.2784 | 3838.6516
Fence: 3220000000 | 1954.32 | 1910.764 | 43.556
Foundation: 6210000000 | 3238.98 | 1439.0857 | 1799.8943
Grounding Systems, Station: 3920000000 | 3679.93 | 3175.1432 | 504.7868
Land: 4481XXXXXX | 29814.45 | -288.9599 | 30103.4099
Multiple Address Remote System: 6307000000 | 2551.47 | 1133.6236 | 1417.8464
Other Interruptive Dev 115-161 Kv: 6219115000 | 8081.89 | 3590.8009 | 4491.0891
Panel - Circuit Breaker Control: 5950400000 | 2146.35 | 1292.6954 | 853.6546
Potheads (Terminators): 6190000000 | 1777.15 | 965.0563 | 812.0937
Pvc Conduit: 1820100000 | 1995.29 | 887.0704 | 1108.2196
Pwr Trfrmr Nbr Xxxxxxx: 9105XXXXXX | 614793.93 | 416820.12 | 197973.81
Regulator, Feeder Voltage: 6721000000 | 57819.95 | 26831.2842 | 30988.6658
Relay - Miscellaneous: 5959900000 | 4581.48 | 2759.3161 | 1822.1639
Scada Equip - Rtu: 8191130000 | 22915.09 | 17055.9725 | 5859.1175
Station Rock: 7702000000 | 2713.48 | 2031.57 | 681.91
Steel Conduit: 1820200000 | 74.6 | 34.618 | 39.982
Struc-High Prof-Bay #1-161kv: 7842001161 | 27491.67 | 25905.9089 | 1585.7611
Struc-High Prof-Bay #2-69kv: 7842002069 | 3969.66 | 3723.4266 | 246.2334 | Exclude
Struc-Supporting,Outdoor-Other: 7849900000 | 4821.99 | 2618.5139 | 2203.4761
Walls,Enclose/Retain,Sound Wall: 7703500000 | 516.03 | 361.95 | 154.08
Yard Lighting Systems: 7700900000 | 320 | 249.67 | 70.33
WPC Sub 30540 Pueblo Belmont | 0 | 0 | 0
Estimated Additions: 0010000000 | 0 | 0 | 0
WPC Sub 30571 Pueblo Hyde Park | 0 | 0 | 0
Estimated Additions: 0010000000 | 0 | 0 | 0
RELAY AND CONTROL: 5959810000 | 0 | 0 | 0
WPC Sub 30572 Puebloe Hyde Park 2 | 2498674.79 | 924651.3208 | 1574023.4692
Airbrk-3ph-Manl-15-45kv- >=2000a: 7982204520 | 9800.79 | 3967.4442 | 5833.3458 | Exclude
Airbrk-3ph-Manl-69-170kv- 1200-1999: 7982217019 | 46925.88 | 18996.0003 | 27929.8797
Arrester - 0-10,000 Volts: 0210100000 | 2794.23 | 1131.1284 | 1663.1016 | Exclude
Arrester - 69,001-146,000 Volts: 0211460000 | 11026.74 | 4463.7193 | 6563.0207
Batteries, Storage: 0350000000 | 17743.48 | 7182.7135 | 10560.7665
Breaker, Gas - 115-161 Kv: 6212115000 | 160434.77 | 64945.3762 | 95489.3938
Building - Other: 0630000000 | 319906.17 | 103368.3888 | 216537.7812
Bus Bar: 0771000000 | 34964.31 | 14153.8537 | 20810.4563
Bus Support: 7846000000 | 30754.96 | 12449.8726 | 18305.0874
Cable Trench: 1824000000 | 38806 | 15709.0029 | 23096.9971
Cable Trench: 4835000000 | 0 | 0 | 0
Clearing & Grading: 1260000000 | 42804.66 | 13831.0828 | 28973.5772
Cntl Cbl Switchgear Metal-Clad: 1965210000 | 534466.02 | 216356.4466 | 318109.5734 | Exclude
Cond. Control Cable, Other: 0772000000 | 19580.75 | 7926.4562 | 11654.2938
Cond. Pwr Cable, Other: 0773100000 | 72165.6 | 29213.2562 | 42952.3438
Curr/Pot Trans/Reac Stand: 7843000000 | 5893.73 | 2385.8326 | 3507.8974
Estimated Additions: 0010000000 | 44282.62 | 437.2187 | 43845.4013
Fence: 3220000000 | 30145.7 | 9740.7075 | 20404.9925
Grounding Systems, Station: 3920000000 | 20851.09 | 8440.7008 | 12410.3892
Interrupting Device Stand: 7844000000 | 6164.28 | 2495.3536 | 3668.9264
Land: 4481XXXXXX | 12507.04 | -215.83 | 12722.87
Landscaping: 7701000000 | 8402.92 | 2715.1596 | 5687.7604
Other Interruptive Dev 115-161 Kv: 6219115000 | 56853.56 | 23014.8106 | 33838.7494
Panel - Other: 5950900000 | 61620.49 | 3042.0132 | 58578.4768
Portable Air Conditioners & Heaters: 3645500000 | 11131.77 | 2747.7051 | 8384.0649
Post Insulators: 4272000000 | 9176.57 | 3714.7545 | 5461.8155
Potential Device - Ccvt: 1126000000 | 28397.69 | 11495.6294 | 16902.0606
Potheads (Terminators): 6190000000 | 12464.95 | 5045.9191 | 7419.0309
Pvc Conduit: 1820100000 | 35989.62 | 14568.908 | 21420.712
Pwr Trfrmr Nbr Xxxxxx Bushing: 9103XXXXXX | 10256.27 | 4151.8264 | 6104.4436
Pwr Trfrmr Nbr Xxxxxx Foundation: 9101XXXXXX | 11433.2 | 4628.2578 | 6804.9422
Pwr Trfrmr Nbr Xxxxxx Installation: 9102XXXXXX | 10619.96 | 4299.0512 | 6320.9088
Pwr Trfrmr Nbr Xxxxxxx: 9105XXXXXX | 534627.47 | 216421.803 | 318205.667
RELAY AND CONTROL: 5959810000 | 11794.12 | 815.1347 | 10978.9853
Scada Equip - Rtu: 8191130000 | 34709.2 | 14050.583 | 20658.617
SECURITY SYSTEM: 0630000027 | 5481.84 | 475.2262 | 5006.6138
Station Rock: 7702000000 | 23554.75 | 7611.0334 | 15943.7166
Steel Conduit: 1820200000 | 38163.14 | 15448.7677 | 22714.3723
Struc-Supporting,Outdoor-Other: 7849900000 | 92281.77 | 37356.455 | 54925.315
Suspension Insulators: 4273000000 | 3110.72 | 1259.2462 | 1851.4738
Switch Stand: 7847000000 | 32220.31 | 13043.0589 | 19177.2511
Switches - 7501 - 15000v: 7981500000 | 4365.65 | 1767.2527 | 2598.3973
WPC Sub 30592 Pueblo Plant 115/13 | 15118.74 | 5061.0132 | 10057.7268
Estimated Additions: 0010000000 | 0 | 0 | 0
Walls,Enclose/Retain,Sound Wall: 7703500000 | 15118.74 | 5061.0132 | 10057.7268
WPC Sub 30610 Greenhorn | 702375.06 | 149857.7715 | 552517.2885
Arrester - 0-10,000 Volts: 0210100000 | 3433.19 | 983.0186 | 2450.1714 | Exclude
Battery Charger: 0300000000 | 9608.22 | 1802.4466 | 7805.7734
Breaker, Gas - 115-161 Kv: 6212115000 | 100617.06 | 28809.4856 | 71807.5744
Bus and Station Conductor: 0770000000 | 4971.96 | 0 | 4971.96
Bus Bar: 0771000000 | 6635.02 | 1899.7923 | 4735.2277
Cable Trench: 1824000000 | 22692.98 | 0 | 22692.98
Circuit Switcher: 6212115999 | 111043.31 | 0 | 111043.31
Communications - JMUX Equip: | 9035.51 | 2230.2758 | 6805.2342
Cond. Control Cable, Other: 0772000000 | 4686.07 | 0 | 4686.07
Conduit, Unknown type: 1825000000 | 10353.52 | 0 | 10353.52
Estimated Additions: 0010000000 | 0 | 0 | 0
Fence: 3220000000 | 1081.97 | 0 | 1081.97
FIBER OPTIC PATCH PANEL: 8191015300 | 37153.77 | 9170.833 | 27982.937
Foundation, Equipment: 3360000000 | 160000 | 45812.4864 | 114187.5136
Grounding Systems, Station: 3920000000 | 3506.8 | 0 | 3506.8
Line Tuner: 1129000000 | 3889.53 | 1113.6815 | 2775.8485
Panel - Transformer Differential: 5950200000 | 9993.44 | 1874.7117 | 8118.7283
RELAY AND CONTROL: 5959810000 | 9926.45 | 686.0532 | 9240.3968
Structure - Steel: 7841085000 | 140000 | 40085.9256 | 99914.0744
Switches-Gang 115kv: | 42431.25 | 12149.2566 | 30281.9934
Wave Trap: 1128000000 | 11315.01 | 3239.8046 | 8075.2054
WPC Sub 30615 Pueblo Mem Airport | 3053481.48 | 1407046.3464 | 1646435.1336
Air Magnetic - 69 Kv: 6211069000 | 23624.93 | 12829.1861 | 10795.7439 | Exclude
Airbrk-1ph-Man-0-15000v-<=600amps: 7981201506 | 8571.61 | 5839.5231 | 2732.0869 | Exclude
Airbrk-1ph-Man-0-15000v-1200-1999a: 7981201519 | 2111.47 | 938.1306 | 1173.3394 | Exclude
Airbrk-1ph-Man-45-69kv-<=600amps: 7981206906 | 20242.92 | 15918.5199 | 4324.4001 | Exclude
Airbrk-1ph-Man-69-170kv- 1200-1999a: 7981217019 | 41798.01 | 28475.449 | 13322.561
Airbrk-3ph-Manl-0-15000v-1200-1999a: 7982201519 | 41390.58 | 11851.2836 | 29539.2964 | Exclude
Airbrk-3ph-Manl-69-170kv- 1200-1999: 7982217019 | 66456.39 | 29526.7156 | 36929.6744
Airbrk-Elec-3ph45-69kv- <= 600amps: 7982106906 | 3768.61 | 3975.3938 | -206.7838 | Exclude
Arrester - 0-10,000 Volts DNU: 0210100000 | 0 | 0 | 0
Arrester - 23,001-34,500 Volts: 0210690000 | 427.99 | 232.414 | 195.576 | Exclude
Arrester - 69,001-146,000 Volts: 0211460000 | 41881.19 | 14306.1047 | 27575.0853
Batteries, Storage: 0350000000 | 16777.41 | 3478.6448 | 13298.7652
Battery Charger: 0300000000 | 4085.67 | 2783.4169 | 1302.2531
Breaker, Gas - 115-161 Kv: 6212115000 | 656038.2 | 210153.6468 | 445884.5532
Building - Other: 0630000000 | 151644.49 | 69010.0303 | 82634.4597
Bus and Station Conductor: 0770000000 | 14397.2 | 4122.3221 | 10274.8779
Bus Support: 7846000000 | 7528.42 | 3344.893 | 4183.527
Clearing & Grading: 1260000000 | 2427.83 | 1320.2263 | 1107.6037
Cntl Cbl Switchgear Metal-Clad: 1965210000 | 21381.39 | 8233.1574 | 13148.2326
Communications - JMUX Equip: | 34497.61 | 9196.4167 | 25301.1933
Cond. Control Cable, Other: 0772000000 | 24603.34 | 10931.3164 | 13672.0236
Cond. Control Cable-Copper, 4c/6: 0772006000 | 6263.98 | 3401.5663 | 2862.4137
Cond. Control Cable-Copper, 12c/12: 0772012000 | 6870.54 | 3730.9501 | 3139.5899
Cond. Pwr Cable, Al, 796MCM-2000MCM: 0773200000 | 10016.3 | 4450.2634 | 5566.0366
Cond. Pwr Cable, Other: 0773100000 | 12650.67 | 5121.1001 | 7529.5699
Conduit, Encased Pvc Under 3": 1821102000 | 2743.92 | 1490.0472 | 1253.8728
Conduit, Encased Pvc >4"-6": 1821106000 | 1106.55 | 600.8964 | 505.6536
Conduit, Encased Steel 3" & Unde: 1821202000 | 192.67 | 104.6267 | 88.0433
Conduit, Not Encsd Plastic >4"- 6": 1822106000 | 1678.82 | 745.9033 | 932.9167
Conduit, Not Encsd Plastic 2.25-4": 1822140000 | 12210.32 | 5425.0712 | 6785.2488
Conduit, Not Encsd Pvc Under 3": 1822102000 | 17580.67 | 11977.0647 | 5603.6053
Conduit, Not Encsd Steel 2.25"-4": 1822240000 | 6232.5 | 2769.113 | 3463.387
Control Cubicles-Main Swtbrd: 1964000000 | 9830.69 | 5338.418 | 4492.272
Ctrl Cub-Switchgear, Metalclad: 1963000000 | 23018.41 | 12499.8239 | 10518.5861
Curr/Pot Trans/Reac Stand: 7843000000 | 10199.99 | 4531.8773 | 5668.1127
Estimated Additions: 0010000000 | 0 | 0 | 0
Fence: 3220000000 | 13824.55 | 9405.2864 | 4419.2636
FIBER OPTIC PATCH PANEL: 8191015300 | 18516.43 | 4570.4941 | 13945.9359
Foundation, Other: 3369000000 | 66844.13 | 19139.3487 | 47704.7813
Foundation: 6210000000 | 9704.87 | 4311.8944 | 5392.9756
Grounding Systems, Station: 3920000000 | 24630.07 | 13229.043 | 11401.027
High Profile Struct-Foundation: 7842000000 | 21806.8 | 14856.1719 | 6950.6281
Insulators-Post-15kv: 4272015000 | 0 | 0 | 0
Insulators-Post-161kv: 4272161000 | 8141.88 | 3617.4546 | 4524.4254
Land Rights - Non-Depreciable: 4552XXXXXX | 1.1 | -0.016412 | 1.1164
Line Tuner: 1129000000 | 51859.45 | 17148.1513 | 34711.2987
Low Prof- Switch Stand - Low: 7841070000 | 19719.95 | 13434.4776 | 6285.4724
Low Profile Str-Lightning Mast: 7841060000 | 12795.77 | 8717.2881 | 4078.4819
Low Profile Struct-Bus Support-1ph: 7841010000 | 43137.41 | 29387.933 | 13749.477
Multiple Address Remote System: 6307000000 | 1275.73 | 566.8096 | 708.9204
Other Cable (FIBER OPTIC): 0834100000 | 20325.84 | 5418.4882 | 14907.3518
Other Low Profile Structure: 7841990000 | 7131.84 | 4858.6606 | 2273.1794
Panel - Circuit Breaker Control: 5950400000 | 20260.95 | 9001.9832 | 11258.9668
Panel - Line: 5950300000 | 0 | 0 | 0
Panel - Other: 5950900000 | 25707.72 | 11421.9948 | 14285.7252
Panel - Relay: 5950300003 | 83443.57 | 23173.1554 | 60270.4146
Potential Device - Ccvt: 1126000000 | 50938.02 | 22631.8708 | 28306.1492
Potheads (Terminators): 6190000000 | 3494.39 | 1414.5592 | 2079.8308
Pvc Conduit: 1820100000 | 1540.67 | 623.6765 | 916.9935
Pwr Trfrmr Nbr Xxxxxx Foundation: 9101XXXXXX | 2743.51 | 1869.0526 | 874.4574
Pwr Trfrmr Nbr Xxxxxxx: 9105XXXXXX | 674467.98 | 427560.877 | 246907.103
Rect Bus Bar, Alum, Under 3": 0771102000 | 53446.58 | 36411.1919 | 17035.3881
Relay - Impedance: 5951600000 | 31345.82 | 13927.0146 | 17418.8054
Relay - Miscellaneous: 5959900000 | 47727.99 | 22255.218 | 25472.772
Relay - Transformer Differential: 5952400000 | 13008.91 | 7064.3057 | 5944.6043
Scada Equip - Rtu: 8191130000 | 68184.9 | 37304.6852 | 30880.2148
SECURITY SYSTEM: 0630000027 | 5268.24 | 572.1687 | 4696.0713
Station Rock: 7702000000 | 7675.92 | 3410.4276 | 4265.4924
Steel Conduit: 1820200000 | 5910.03 | 2425.6854 | 3484.3446
Struc-High Prof-Bay #2-69kv: 7842002069 | 52254.96 | 35949.2761 | 16305.6839 | Exclude
Structure - Steel: 7841085000 | 36930.79 | 10574.3207 | 26356.4693
Suspension Insulators: 4273000000 | 0 | 0 | 0
Switches - Not Available: 7980000000 | 1828.96 | 920.96 | 908
Switches-Gang 115kv: | 61056.6 | 17482.2166 | 43574.3834
Transf, Pntl: 9030000000 | 7573.35 | 2168.4625 | 5404.8875
Transmitter/Receiver Combined: 1123000000 | 29190.07 | 12969.2103 | 16220.8597
Tubular Bus, Alum , Under 3": 0771302000 | 6419.32 | 2852.1175 | 3567.2025
Walls,Enclose/Retain,Sound Wall: 7703500000 | 3857.23 | 1367.9471 | 2489.2829
Wave Trap: 1128000000 | 104156.45 | 29822.9122 | 74333.5378
WAVEGUIDE: 1128000050 | 23577.82 | 10475.6756 | 13102.1444
Yard Lighting Systems: 7700900000 | 7503.62 | 4080.3832 | 3423.2368
WPC Sub 30616 PDA Substation | 115349.73 | 46694.5639 | 68655.1661
Arrester - 0-10,000 Volts: 0210100000 | 2124.67 | 860.0847 | 1264.5853 | Exclude
Arrester - 69,001-146,000 Volts: 0211460000 | 569.42 | 230.5061 | 338.9139
Bus Bar: 0771000000 | 1138.87 | 461.0244 | 677.8456
Bus Support: 7846000000 | 1138.87 | 461.0244 | 677.8456
Capacitor Bank, Station: 1051000000 | 5694.32 | 2305.1098 | 3389.2102
Cntl Cbl - Swtchbrd.,Swtchgr.: 1960000000 | 37582.41 | 15213.6832 | 22368.7268
Cond. Control Cable, Other: 0772000000 | 5694.17 | 2305.049 | 3389.121
Cond. Pwr Cable, Other: 0773100000 | 2220.78 | 898.9909 | 1321.7891
Deadend Tower: 7848000000 | 3416.6 | 1383.0691 | 2033.5309
Estimated Additions: 0010000000 | 0 | 0 | 0
Fence: 3220000000 | 1708.27 | 691.5224 | 1016.7476
Grounding Systems, Station: 3920000000 | 1138.87 | 461.0244 | 677.8456
Lightning Mast: 7849000000 | 1138.87 | 461.0244 | 677.8456
Other Circ Brkr/Inter Dev, Not Item: 6219900000 | 5694.32 | 2305.1098 | 3389.2102
Post Insulators: 4272000000 | 56.95 | 23.0539 | 33.8961
Potheads (Terminators): 6190000000 | 1138.87 | 461.0244 | 677.8456
Pvc Conduit: 1820100000 | 1138.87 | 461.0244 | 677.8456
Pwr Trfrmr Nbr Xxxxxx Foundation: 9101XXXXXX | 3416.6 | 1383.0691 | 2033.5309
Pwr Trfrmr Nbr Xxxxxxx: 9105XXXXXX | 38060.26 | 15407.1209 | 22653.1391
Switch Stand: 7847000000 | 1138.87 | 461.0244 | 677.8456
Switches - Not Available: 7980000000 | 1138.87 | 461.0244 | 677.8456
WPC Sub 30619 Pueblo Airport Ind Pk | 4103655.54 | 1920446.941 | 2183208.599
Airbrk-1ph-Man-0-15000v-<=600amps: 7981201506 | 4363.63 | 2454.2062 | 1909.4238 | Exclude
Airbrk-1ph-Man-69-170kv- 1200-1999a: 7981217019 | 79779.23 | 52366.8746 | 27412.3554
Airbrk-3ph-Manl-69-170kv- 1200-1999: 7982217019 | 24274.44 | 10514.975 | 13759.465
Arrester - 0-10,000 Volts: 0210100000 | 606.28 | 233.4553 | 372.8247 | Exclude
Arrester - 69,001-146,000 Volts: 0211460000 | 14847.15 | 9891.3332 | 4955.8168
Batteries, Storage: 0350000000 | 3436.6 | 1391.1653 | 2045.4347
Battery Charger: 0300000000 | 1914.04 | 1417.3534 | 496.6866
Breaker, Gas - 115-161 Kv: 6212115000 | 215876.38 | 95914.3355 | 119962.0445
Breaker, Oil - 15 Kv: 6213015000 | 12821.65 | 6962.6168 | 5859.0332 | Exclude
Building - Other: 0630000000 | 208167.99 | 92489.4814 | 115678.5086
Bus Bar: 0771000000 | 12036.84 | 4634.9278 | 7401.9122
Cable Trench: 1824000000 | 12897.39 | 4966.2927 | 7931.0973
Cable Trench: 4835000000 | 0 | 0 | 0
Capacitor Banks-Foundation: 1050000000 | 26610.05 | 18653.9117 | 7956.1383
Clearing & Grading: 1260000000 | 673.16 | 397.8878 | 275.2722
Cntl Cbl Switchgear Metal-Clad: 1965210000 | 984442.22 | 379071.1326 | 605371.0874
Communications - JMUX Equip: | 54325.91 | 14482.2701 | 39843.6399
Cond. Control Cable, Other: 0772000000 | 22292.06 | 9601.0171 | 12691.0429
Cond. Pwr Cable, Al, 251MCM-795MCM: 0773000795 | 125.06 | 55.5644 | 69.4956
Cond. Pwr Cable, Al, Other: 0773000000 | 2387.04 | 1673.339 | 713.701
Cond. Pwr Cable, Other: 0773100000 | 62535.01 | 24079.846 | 38455.164
Conduit, Not Encsd Plastic >4"- 6": 1822106000 | 4380.5 | 2984.2738 | 1396.2262
Conduit, Not Encsd Steel 2"&Unde: 1822220000 | 1073.58 | 476.9939 | 596.5861
Conduit, Not Encsd Steel 3"-4": 1822204000 | 800.88 | 355.8327 | 445.0473
Conduit, Not Encsd Steel Undr 3": 1822202000 | 726.24 | 537.7833 | 188.4567
Ctrl Cub-Switchgear, Metalclad: 1963000000 | 267390.59 | 197922.4631 | 69468.1269 | Exclude
Curr/Pot Trans/Reac Stand: 7843000000 | 11899.87 | 5287.1376 | 6612.7324
Cutouts, 0-15,000 Volts DNU: 2521015000 | 0 | 0 | 0 | Exclude
Cutouts, 7,501-15,000 Volts: 2521016000 | 67.08 | 25.8299 | 41.2501 | Exclude
Estimated Additions: 0010000000 | 52761.37 | 520.9325 | 52240.4375
Fence: 3220000000 | 12862.56 | 9499.0279 | 3363.5321
Grounding Systems, Station: 3920000000 | 30540.7 | 18117.3262 | 12423.3738
Insulators-Post-15kv: 4272015000 | 14898.63 | 10149.8894 | 4748.7406 | Exclude
Insulators-Post-161kv: 4272161000 | 38611.49 | 27646.128 | 10965.362
Land: 4481XXXXXX | 14190.37 | -134.15 | 14324.52
Line Tuner: 1129000000 | 5132.73 | 2280.4829 | 2852.2471
Low Prof- Switch Stand - High: 7841080000 | 21254.39 | 13452.6765 | 7801.7135
Low Prof- Switch Stand - Low: 7841070000 | 17996.92 | 11055.6415 | 6941.2785
Low Prof-Curr/Pot Trans/Reac Stand: 7841020000 | 12092.12 | 8329.3178 | 3762.8022
Low Prof-Deadend Twr-High Tension: 7841040000 | 42123.99 | 28265.0258 | 13858.9642
Low Profile Struct-Bus Support-1ph: 7841010000 | 9214.66 | 6270.2232 | 2944.4368
Low Profile Structure-Foundation: 7841000000 | 7192.05 | 4473.6203 | 2718.4297
Multiple Address Master System: 6306000000 | 4185.53 | 1611.6879 | 2573.8421
Multiple Address Remote System: 6307000000 | 1275.73 | 566.8096 | 708.9204
Other Interruptive Dev 115-161 Kv: 6219115000 | 63071.35 | 24286.3701 | 38784.9799
Panel - Circuit Breaker Control: 5950400000 | 37958.95 | 18338.8839 | 19620.0661
PANEL - FIBER OPTIC PATCH: | 21077.21 | 5618.7894 | 15458.4206
Panel - Line: 5950300000 | 23033.55 | 10233.8553 | 12799.6947
Panel - Other: 5950900000 | 20815.12 | 9248.2022 | 11566.9178
Panel - Relay: 5950300003 | 27953.47 | 7363.8729 | 20589.5971
Post Insulators: 4272000000 | 409.53 | 181.9551 | 227.5749
Potential Device-161kv: 1126161000 | 55307.76 | 24573.3556 | 30734.4044
Potheads (Terminators): 6190000000 | 2887.62 | 1115.3962 | 1772.2238
Pvc Conduit: 1820100000 | 52883.16 | 20363.2869 | 32519.8731
Pwr Trfrmr Nbr Xxxxxx Foundation: 9101XXXXXX | 37622.46 | 15755.8295 | 21866.6305
Pwr Trfrmr Nbr Xxxxxx Installation: 9102XXXXXX | 1973.05 | 759.7463 | 1213.3037
Pwr Trfrmr Nbr Xxxxxxx: 9105XXXXXX | 1064126.07 | 530467.283 | 533658.787
Reclosers-3ph,25001-34500v: 6553034000 | 35412.32 | 26222.9487 | 9189.3713 | Exclude
Relay - Breaker Failure: 5951000000 | 1947.7 | 749.9849 | 1197.7151
Relay - Impedance: 5951600000 | 32788.52 | 14568.0093 | 18220.5107
Relay - Miscellaneous: 5959900000 | 33241.94 | 14866.2907 | 18375.6493
Relay - Transformer Differential: 5952400000 | 7982.33 | 4492.3173 | 3490.0127
RELAY AND CONTROL: 5959810000 | 37817.74 | 2613.722 | 35204.018
Scada Equip - Rtu: 8191130000 | 51945.45 | 23787.0509 | 28158.3991
Scada Equip - Transducer: 8191030000 | 2140.46 | 951.0109 | 1189.4491
SECURITY SYSTEM: 0630000027 | 11294.25 | 1226.6366 | 10067.6134
Station Rock: 7702000000 | 4561.5 | 2264.79 | 2296.71
Steel Conduit: 1820200000 | 10434.23 | 4017.8238 | 6416.4062
Struc-Supporting,Outdoor-Other: 7849900000 | 12543.24 | 4829.9231 | 7713.3169
Structures-Supporting,Outdoor: 7840000000 | 30245.81 | 20007.2709 | 10238.5391
Suspension Insulators: 4273000000 | 321.93 | 143.0342 | 178.8958
Switch Stand: 7847000000 | 13429.09 | 5171.0301 | 8258.0599
Transf, Pntl, 13.001-25kv 1ph: 9031025000 | 2463.85 | 1265.2557 | 1198.5943 | Exclude
Transf, Pntl, 69.001-161kv 1ph: 9031161000 | 18331.19 | 8144.5868 | 10186.6032
Transmitter/Receiver Combined: 1123000000 | 10454.37 | 4644.8989 | 5809.4711
Tubular Bus, Alum , Under 3": 0771302000 | 14419.54 | 8969.2851 | 5450.2549
Walks, Drives, Curbs, Roads, Etc.: 7703000000 | 18626.29 | 9541.5935 | 9084.6965
Walls,Enclose/Retain,Sound Wall: 7703500000 | 4206.98 | 1491.9842 | 2714.9958
WAVEGUIDE: 1128000050 | 23577.82 | 10475.6756 | 13102.1444
Yard Lighting Systems: 7700900000 | 1265.58 | 748.0522 | 517.5278
WPC Sub 30695 Burnt Mill Sub | 4100188.67 | 1455884.9969 | 2644303.6731
Airbrk-3ph-Manl-15-45kv- >=2000a: 7982204520 | 15503.4 | 5663.6258 | 9839.7742 | Exclude
Airbrk-3ph-Manl-69-170kv- 1200-1999: 7982217019 | 97746.79 | 35708.3764 | 62038.4136
Arrester - 0-10,000 Volts: 0210100000 | 12708.89 | 4642.7492 | 8066.1408 | Exclude
Arrester - 69,001-146,000 Volts: 0211460000 | 8116.8 | 2965.1894 | 5151.6106
Batteries, Storage - Station: 0353000000 | 31273.62 | 2778.9873 | 28494.6327
Breaker, Gas - 115-161 Kv: 6212115000 | 210497.11 | 76897.7686 | 133599.3414
Bus Bar: 0771000000 | 54659.98 | 19968.115 | 34691.865
Bus Support: 7846000000 | 110998.7 | 40549.499 | 70449.201
Cable Tray: 1823000000 | 8027.24 | 2932.4718 | 5094.7682
Cntl Cbl Switchgear Metal-Clad: 1965210000 | 1181686.25 | 431687.807 | 749998.443 | Exclude
Communications - JMUX Equip: | 7345.03 | 1813.007 | 5532.023
Cond. Control Cable, Other: 0772000000 | 72435.44 | 26461.7586 | 45973.6814
Cond. Pwr Cable, Other: 0773100000 | 243981.16 | 89129.997 | 154851.163
Deadend Tower: 7848000000 | 381289.26 | 139290.7165 | 241998.5435
Estimated Additions: 0010000000 | 0 | 0 | 0
Fence: 3220000000 | 26476.33 | 7720.4155 | 18755.9145
FIBER OPTIC PATCH PANEL: 8191015300 | 36140.1 | 8920.6242 | 27219.4758
Grounding Systems, Station: 3920000000 | 80434.36 | 29383.8847 | 51050.4753
Land: 4481XXXXXX | 1836 | -52.5128 | 1888.5128
Lightning Mast: 7849000000 | 26252.39 | 9590.394 | 16661.996
Line Tuner: 1129000000 | 9386.78 | 3429.1323 | 5957.6477
Other Interruptive Dev 115-161 Kv: 6219115000 | 81285.84 | 29694.9431 | 51590.8969
Pnls,Instr,Gauge,Relay&Control-Othr: 5959800000 | 69994.61 | 13130.585 | 56864.025
Post Insulators: 4272000000 | 14560.76 | 5319.2652 | 9241.4948
Potential Device - Ccvt: 1126000000 | 43620.61 | 15935.2666 | 27685.3434
Potheads (Terminators): 6190000000 | 12013.39 | 4388.6725 | 7624.7175
Pvc Conduit: 1820100000 | 28012.06 | 10233.2279 | 17778.8321
Pwr Trfrmr Nbr Xxxxxx Foundation: 9101XXXXXX | 37055.43 | 13536.9074 | 23518.5226
Pwr Trfrmr Nbr Xxxxxx Installation: 9102XXXXXX | 3941.49 | 1439.8857 | 2501.6043
Pwr Trfrmr Nbr Xxxxxxx: 9105XXXXXX | 955537.74 | 349072.3459 | 606465.3941
RELAY AND CONTROL: 5959810000 | 10713.36 | 740.4394 | 9972.9206
Scada Equip - Server/Router: 8191190000 | 16562.2 | 3761.0727 | 12801.1273
SECURITY SYSTEM: 0630000027 | 10796.73 | 1172.6024 | 9624.1276
Station Rock: 7702000000 | 65507.41 | 19101.757 | 46405.653
Steel Conduit: 1820200000 | 20090.55 | 7339.3809 | 12751.1691
Suspension Insulators: 4273000000 | 1893.11 | 691.5816 | 1201.5284
Switch Stand: 7847000000 | 76173.92 | 27827.4817 | 48346.4383
Telemeter Eq - Transmit/Receive: 8192060000 | 4761.79 | 1739.5537 | 3022.2363
Wave Trap: 1128000000 | 30872.04 | 11278.0218 | 19594.0182
WPC Sub 30698 Mobile Regulator | 0 | 0 | 0
Relay - Miscellaneous: 5959900000 | 0 | 0 | 0
Relay - Transformer Differential: 5952400000 | 0 | 0 | 0
WPC Sub 30700 Pueblo Reservoir | 0 | 0 | 0
Estimated Additions: 0010000000 | 0 | 0 | 0
WPC Sub 40320 Lajunta | 0 | 0 | 0
Airbrk-Elec-1ph 0-15000v-<=600amp: 7981101506 | 0 | 0 | 0
Arrester - 69,001-146,000 Volts: 0211460000 | 0 | 0 | 0
Batteries, Storage: 0350000000 | 0 | 0 | 0
Battery Charger: 0300000000 | 0 | 0 | 0
Breaker, Oil - 161 Kv: 6213161000 | 0 | 0 | 0
Breaker, Oil - 69 Kv: 6213069000 | 0 | 0 | 0
Building - Other: 0630000000 | 0 | 0 | 0
Combo-Elec-45-69kv- <= 600amps: 7984106906 | 0 | 0 | 0
Combo-Elec-69-170kv- <= 600amps: 7984117006 | 0 | 0 | 0
Cond. Control Cable, Other: 0772000000 | 0 | 0 | 0
Cond. Pwr Cable, Al, 251MCM-795MCM: 0773000795 | 0 | 0 | 0
Cond. Pwr Cable, Al, Other: 0773000000 | 0 | 0 | 0
Conduit, Not Encsd Pvc 3"-4": 1822104000 | 0 | 0 | 0
Conduit, Not Encsd Steel >4"-6": 1822206000 | 0 | 0 | 0
Conduit, Not Encsd Steel 3"-4": 1822204000 | 0 | 0 | 0
Coupling Capacitor- 69kv: 1125069000 | 0 | 0 | 0
Coupling Capacitor Pt-161kv: 1127161000 | 0 | 0 | 0
Ctrl Cub-Cubicle-Auxilliary: 1961100000 | 0 | 0 | 0
Ctrl Cub-Relay-Main/Tie-Breaker: 1962410000 | 0 | 0 | 0
Estimated Additions: 0010000000 | 0 | 0 | 0
Fence: 3220000000 | 0 | 0 | 0
Foundation: 6210000000 | 0 | 0 | 0
Grounding Systems, Station: 3920000000 | 0 | 0 | 0
Land: 4481XXXXXX | 0 | 0 | 0
Line Tuner: 1129000000 | 0 | 0 | 0
Low Profile Str-Lightning Mast: 7841060000 | 0 | 0 | 0
Low Profile Struct-Bus Support-1ph: 7841010000 | 0 | 0 | 0
Low Profile Structure-Foundation: 7841000000 | 0 | 0 | 0
Other Low Profile Structure: 7841990000 | 0 | 0 | 0
Panel - Line: 5950300000 | 0 | 0 | 0
Panel - Other: 5950900000 | 0 | 0 | 0
Pwr Trfrmr Nbr Xxxxxx Foundation: 9101XXXXXX | 0 | 0 | 0
Pwr Trfrmr Nbr Xxxxxxx: 9105XXXXXX | 0 | 0 | 0
Rect Bus Bar, Copper, Under 3": 0771202000 | 0 | 0 | 0
Regulator, Feeder Voltage: 6721000000 | 0 | 0 | 0
Regulator, Foundation: 6720000000 | 0 | 0 | 0
Relay - Impedance: 5951600000 | 0 | 0 | 0
Relay - Miscellaneous: 5959900000 | 0 | 0 | 0
Scada Equip - Rtu: 8191130000 | 0 | 0 | 0
Scada Equip - Transducer: 8191030000 | 0 | 0 | 0
Station Rock: 7702000000 | 0 | 0 | 0
Struc-Supporting,Outdoor-Other: 7849900000 | 0 | 0 | 0
Switches - 7501 - 15000v: 7981500000 | 0 | 0 | 0
Telemeter Eq - Transmitter: 8192020000 | 0 | 0 | 0
Transf, Pntl, 35.001-69kv 1ph: 9031069000 | 0 | 0 | 0
Transf, Pntl, 69.001-161kv 1ph: 9031161000 | 0 | 0 | 0
Transmitter/Receiver Combined: 1123000000 | 0 | 0 | 0
Tubular Bus, Alum , Under 3": 0771302000 | 0 | 0 | 0
Tubular Bus, Alum , 3" To 4": 0771304000 | 0 | 0 | 0
Tx., Curr.-Wind.Type-100-600a: 8752000600 | 0 | 0 | 0
WAVEGUIDE: 1128000050 | 0 | 0 | 0
Yard Lighting Systems: 7700900000 | 0 | 0 | 0
WPC Sub 40335 Rocky Ford | 0 | 0 | 0
Airbrk-Elec-1ph 0-15000v-<=600amp: 7981101506 | 0 | 0 | 0
Airbrk-Elec-1ph 0-15000v-1200-1999a: 7981101519 | 0 | 0 | 0
Arrester - 23,001-34,500 Volts: 0210690000 | 0 | 0 | 0
Batteries, Storage: 0350000000 | 0 | 0 | 0
Battery Charger: 0300000000 | 0 | 0 | 0
Breaker, Oil - 15 Kv: 6213015000 | 0 | 0 | 0
Breaker, Oil - 69 Kv: 6213069000 | 0 | 0 | 0
Building - Other: 0630000000 | 0 | 0 | 0
Cable, Urd-Duplex, 350MCM & Larger: 0852350000 | 0 | 0 | 0
Combo-Elec-15-45kv- <= 600amps: 7984104506 | 0 | 0 | 0
Combo-Elec-15-45kv- 1200-1999amps: 7984104519 | 0 | 0 | 0
Combo-Elec-69-170kv- <= 600amps: 7984117006 | 0 | 0 | 0
Cond. Control Cable, Other: 0772000000 | 0 | 0 | 0
Cond. Pwr Cable, Al, 250MCM Or Less: 0773000250 | 0 | 0 | 0
Cond. Pwr Cable, Al, 251MCM-795MCM: 0773000795 | 0 | 0 | 0
Cond. Pwr Cable, Al, Other: 0773000000 | 0 | 0 | 0
Conduit, Not Encsd Pvc 3"-4": 1822104000 | 0 | 0 | 0
Conduit, Not Encsd Pvc Under 3": 1822102000 | 0 | 0 | 0
Conduit, Not Encsd Steel 3"-4": 1822204000 | 0 | 0 | 0
Conduit, Not Encsd Steel Undr 3": 1822202000 | 0 | 0 | 0
Coupling Capacitor- 69kv: 1125069000 | 0 | 0 | 0
Estimated Additions: 0010000000 | 0 | 0 | 0
Fence: 3220000000 | 0 | 0 | 0
Foundation: 6210000000 | 0 | 0 | 0
Grounding Systems, Station: 3920000000 | 0 | 0 | 0
Line Tuner: 1129000000 | 0 | 0 | 0
Low Profile Struct-Bus Support-1ph: 7841010000 | 0 | 0 | 0
Panel - Circuit Breaker Control: 5950400000 | 0 | 0 | 0
Panel - Line: 5950300000 | 0 | 0 | 0
Panel - Other: 5950900000 | 0 | 0 | 0
Pwr Crct Bkr- 4160v, 600a: 6213100000 | 0 | 0 | 0
Pwr Trfrmr Nbr Xxxxxx Foundation: 9101XXXXXX | 0 | 0 | 0
Pwr Trfrmr Nbr Xxxxxxx: 9105XXXXXX | 0 | 0 | 0
Receiver: 1122000000 | 0 | 0 | 0
Regulator, Feeder Voltage: 6721000000 | 0 | 0 | 0
Regulator, Foundation: 6720000000 | 0 | 0 | 0
Relay - Breaker Failure: 5951000000 | 0 | 0 | 0
Relay - Impedance: 5951600000 | 0 | 0 | 0
Relay - Miscellaneous: 5959900000 | 0 | 0 | 0
Relay - Overcurrent: 5951800000 | 0 | 0 | 0
Relay - Reclosing: 5952000000 | 0 | 0 | 0
Relay - Transformer Differential: 5952400000 | 0 | 0 | 0
Scada Equip - Rtu: 8191130000 | 0 | 0 | 0
Switches - 7501 - 15000v: 7981500000 | 0 | 0 | 0
Transf, Pntl, 02.401-13kv 1ph: 9031013000 | 0 | 0 | 0
Transf, Pntl, 35.001-69kv 1ph: 9031069000 | 0 | 0 | 0
Tx., Curr.-Wind.Type- < 100a: 8752000100 | 0 | 0 | 0
Tx., Curr.-Wind.Type-100-600a: 8752000600 | 0 | 0 | 0
Yard Lighting Systems: 7700900000 | 0 | 0 | 0
WPC Sub 40370 South Fowler Tap | 1572373.84 | 68979.2544 | 1503394.5856
Arrester - 69,001-146,000 Volts: 0211460000 | 5533.81 | 273.1871 | 5260.6229
Batteries, Storage - Station: 0353000000 | 16345.57 | 806.9303 | 15538.6397
Batteries, Storage: 0350000000 | 0 | 0 | 0
Battery Charger: 0300000000 | 0 | 0 | 0
Breaker, 115 KV: 6212115115 | 105929.17 | 5229.3958 | 100699.7742
Bus and Station Conductor: 0770000000 | 66983.92 | 3306.7892 | 63677.1308
Cable Trench: 1824000000 | 22392.32 | 1105.4396 | 21286.8804
Clearing & Grading: 1260000000 | 302334.5 | 11913.491 | 290421.009
Combo-Elec-45-69kv- <= 600amps: 7984106906 | 0 | 0 | 0
Cond. Control Cable, Other: 0772000000 | 7475.08 | 369.0216 | 7106.0584
Conduit, Unknown type: 1825000000 | 36141.59 | 1784.1986 | 34357.3914
Control Bldg w/Relay & Ctrl Panels: 1968000000 | 225610.81 | 11137.7086 | 214473.1014
Estimated Additions: 0010000000 | 0 | 0 | 0
Fence: 3220000000 | 28159.89 | 1390.1668 | 26769.7232
Foundation, Other: 3369000000 | 109606.11 | 5410.915 | 104195.195
Foundation, Switchgear: 3363000000 | 20321.82 | 1003.2255 | 19318.5945
Grounding Systems, Station: 3920000000 | 91304.81 | 4507.4363 | 86797.3737
Land: 4481XXXXXX | 29995.92 | -35.4498 | 30031.3698
Landscaping: 7701000000 | 12628.1 | 497.6103 | 12130.4897
Low Prof- Switch Stand - High: 7841080000 | 0 | 0 | 0
Low Profile Structure-Foundation: 7841000000 | 0 | 0 | 0
Pole, Wood, 30' - 40': 6161400000 | 0 | 0 | 0
Rect Bus Bar, Alum, Under 3": 0771102000 | 0 | 0 | 0
Right-Of-Ways - Depreciable: 4564XXXXXX | 72102.96 | -15.1445 | 72118.1045
Scada Equip - Not Available: 8191000000 | 4163.71 | 205.5495 | 3958.1605
SECURITY SYSTEM: 0630000027 | 1381.55 | 68.2029 | 1313.3471
Station Rock: 7702000000 | 41704.24 | 1643.3556 | 40060.8844
Structure: 7911100000 | 154221.79 | 7613.4532 | 146608.3368
Switches - Over 34500v: 7986900000 | 148786.95 | 7345.152 | 141441.798
Telemeter Eq - Receiver: 8192030000 | 0 | 0 | 0
Transf Instr Cur Pot Volt Ccvolt: | 43161.13 | 2130.7316 | 41030.3984
Transformer, Station Service: | 16057.36 | 792.7022 | 15264.6578
Yard Lighting Systems: 7700900000 | 10030.73 | 495.1861 | 9535.5439
WPC Sub 40509 Manzanola | 0 | 0 | 0
Estimated Additions: 0010000000 | 0 | 0 | 0
Reclosers-Electronic Control: 6552000000 | 0 | 0 | 0
WPC Sub 40528 Manzanola REA | 0 | 0 | 0
Reclosers-1 Phase-2400-15000v: 6551015000 | 0 | 0 | 0
Reclosers-Electronic Control: 6552000000 | 0 | 0 | 0
WPC Sub 40529 Ordway 13.8 | 0 | 0 | 0
Estimated Additions: 0010000000 | 0 | 0 | 0
WPC Sub 40671 BACULITE MESA | 14514641.37 | 3449618.7994 | 11065022.5706
A dummy retirement unit: | 0 | 0 | 0
Arrester - Other DNU: | 41818.96 | 11148.1515 | 30670.8085
Batteries, Storage: 0350000000 | 56735.97 | 5041.5827 | 51694.3873
Breaker, 115 KV: 6212115115 | 2441471.21 | 622554.2813 | 1818916.9287
Building - Station Control: 0630000026 | 1986224.06 | 529490.1324 | 1456733.9276
BUILDING STRUCTURE: 0630100000 | 1951771.06 | 520305.6079 | 1431465.4521
Bus and Station Conductor: 0770000000 | 394634.97 | 105202.2915 | 289432.6785
Controls - Station: 1969000000 | 124180.92 | 20843.4532 | 103337.4668
Estimated Additions: 0010000000 | 0 | 0 | 0
Insulator: | 65046.25 | 17340.1119 | 47706.1381
Panel - Other: 5950900000 | 113162.47 | 5586.4815 | 107575.9885
Roads: 7701300000 | 5031389.24 | 1017041.3311 | 4014347.9089
SECURITY SYSTEM: 0630000027 | 7078.57 | 768.7835 | 6309.7865
STATION SERVICE TRANSFORMER: 8607400000 | 193299.46 | 51530.0155 | 141769.4445
Structure - Steel: 7841085000 | 88088.95 | 14785.5074 | 73303.4426
Structure: 7911100000 | 460347.42 | 122719.9999 | 337627.4201
Switches-Disconnect >= 115kv: | 904262.82 | 241059.531 | 663203.289
TRANSFORMER, VOLTAGE: 8608500000 | 655129.04 | 164201.5371 | 490927.5029
WPC Sub 40672 NYBERG | 4042274.52 | 935105.496 | 3107169.024
Arrester - 0-10,000 Volts: 0210100000 | 6006.47 | 1601.2124 | 4405.2576 | Exclude
Arrester - 69,001-146,000 Volts: 0211460000 | 2638.63 | 442.8874 | 2195.7426
Breaker, 115 KV: 6212115115 | 484523.26 | 119391.7892 | 365131.4708
Building - Station Control: 0630000026 | 1045531.06 | 222475.3863 | 823055.6737
Bus and Station Conductor: 0770000000 | 60632.1 | 16163.3822 | 44468.7178
Cable Trench: 1824000000 | 74438.23 | 12494.2686 | 61943.9614
Clearing & Grading: 1260000000 | 56941.44 | 15179.5214 | 41761.9186
Communications - JMUX Equip: | 214746.54 | 36044.6634 | 178701.8766
Conduit, Unknown type: 1825000000 | 89077.74 | 23746.4571 | 65331.2829
Estimated Additions: 0010000000 | 0 | 0 | 0
Fence: 3220000000 | 10678.2 | 2272.1818 | 8406.0182
Foundation, Other: 3369000000 | 315805.74 | 77620.4428 | 238185.2972
Grounding Systems, Station: 3920000000 | 102698.69 | 25166.697 | 77531.993
Insulator: | 22424.18 | 5977.8664 | 16446.3136
Line Trap: | 9897.33 | 2638.4428 | 7258.8872
Line Tuner: 1129000000 | 3926.09 | 1046.6221 | 2879.4679
Panel - Relay: 5950300003 | 279226.03 | 74436.4297 | 204789.6003
RELAY AND CONTROL: 5959810000 | 52895.77 | 8878.4212 | 44017.3488
Scada Equip - Server/Router: 8191190000 | 16562.2 | 3761.0727 | 12801.1273
SECURITY SYSTEM: 0630000027 | 7028.48 | 763.3434 | 6265.1366
Station Rock: 7702000000 | 9477.71 | 1590.8096 | 7886.9004
Structure - Steel: 7841085000 | 536471.77 | 123798.3292 | 412673.4408
Switches - 15001-25000v: 7982500000 | 84843.16 | 14240.7098 | 70602.4502
Switches-Disconnect >= 115kv: | 163916.24 | 43696.9994 | 120219.2406
Transf, Coupling Capacitive Voltage: 9030000000 | 28281.06 | 4746.9044 | 23534.1556
Transformer Substation : | 227517.49 | 60651.9014 | 166865.5886
TRANSFORMER, VOLTAGE: 8608500000 | 103639.73 | 27628.4108 | 76011.3192
Trench: | 32449.18 | 8650.3436 | 23798.8364
WPC Sub 40673 RATTLESNAKE BUTTE SUB | 4271671.38 | 759994.1331 | 3511677.2469
Arrester - 0-10,000 Volts: 0210100000 | 2695.44 | 665.3276 | 2030.1124 | Exclude
Arrester - 69,001-146,000 Volts: 0211460000 | 21025.12 | 3223.8522 | 17801.2678
Breaker, 115 KV: 6212115115 | 481469.65 | 78689.8549 | 402779.7951
Breaker, 13.8 KV: 6212115014 | 24158.78 | 5963.2209 | 18195.5591 | Exclude
Breaker, Other: 6212115999 | 48310.23 | 11924.6324 | 36385.5976
Building - Station Control: 0630000026 | 438986.63 | 86491.3276 | 352495.3024
Bus and Station Conductor: 0770000000 | 42772.66 | 6263.0939 | 36509.5661
Bus Support: 7846000000 | 181771.39 | 30509.8679 | 151261.5221
Cable Trench: 1824000000 | 81327.23 | 8832.7211 | 72494.5089
Communications - JMUX Equip: | 54758.56 | 6769.8291 | 47988.7309
Communications Equip: | 8922.65 | 969.0639 | 7953.5861
Cond. Pwr Cable, Other: 0773100000 | 66790.57 | 7253.9355 | 59536.6345
Conduit, Unknown type: 1825000000 | 6258.07 | 679.6713 | 5578.3987
Current Transformer: 8609200000 | 188324.39 | 46484.9604 | 141839.4296
Deadend Tower: 7848000000 | 93375.73 | 15672.88 | 77702.85
Estimated Additions: 0010000000 | 0 | 0 | 0
Fence: 3220000000 | 56410.15 | 11114.2081 | 45295.9419
Foundation, Equipment: 3360000000 | 409903.19 | 65759.7932 | 344143.3968
Grounding Systems, Station: 3920000000 | 186510.45 | 42872.3048 | 143638.1452
Insulator, 115KV: | 33615.25 | 5642.2347 | 27973.0153
METER: 5102000000 | 56949.86 | 9558.8899 | 47390.9701
Metering - Primary (Substation): 5100100000 | 74700.58 | 12538.3034 | 62162.2766
Other Structures & Improvements: 7709900000 | 42903.67 | 10590.1068 | 32313.5632
Panel - Relay: 5950300003 | 48658.54 | 5284.6668 | 43373.8732
Platform: | 9557.96 | 1038.0631 | 8519.8969
Pnls,Instr,Gauge,Relay&Control-Othr: 5959800000 | 11205.09 | 1880.746 | 9324.344
Potential Device - Ccvt: 1126000000 | 198936.97 | 33391.0671 | 165545.9029
Reactor: | 88788.09 | 21915.9656 | 66872.1244
Relay - Other: 5953300000 | 261071.35 | 63527.8008 | 197543.5492
RELAY AND CONTROL: 5959810000 | 143820.55 | 24139.9155 | 119680.6345
Scada Equip - Not Available: 8191000000 | 83917.4 | 9114.0322 | 74803.3678
SECURITY SYSTEM: 0630000027 | 6378.16 | 552.9291 | 5825.2309
Structure - Steel: 7841085000 | 347125.27 | 55401.4322 | 291723.8378
Switches - Not Available: 7980000000 | 97018.9 | 13483.1612 | 83535.7388
Switches-Disconnect >= 115kv: | 246075.7 | 44759.7849 | 201315.9151
Telemeter Eq - Not Available: 8192000000 | 3001.5 | 325.9845 | 2675.5155
Transf Instr Cur Pot Volt Ccvolt: | 100352.61 | 10899.014 | 89453.596
Trench: | 23310.42 | 5753.8163 | 17556.6037
Yard Lighting Systems: 7700900000 | 512.62 | 55.6742 | 456.9458
WPC Transmission Line # 290 (T) Canon West Sub WAPA - Arequa Gulch Sub # | 0 | 0 | 0
Anchors: 0140000000 | 0 | 0 | 0
Arrester - 0-10,000 Volts: 0210100000 | 0 | 0 | 0
Conductor, Oh Acsr Bare 4: 1681030000 | 0 | 0 | 0
Conductor, Oh Acsr Bare 477 Mcm: 1681090000 | 0 | 0 | 0
Conductor, Oh Acsr Poly/WP 266.8Mcm: 1682080000 | 0 | 0 | 0
Crossarm Assemblies, Wood: 7914000000 | 0 | 0 | 0
Crossarm, Steel: 2452000000 | 0 | 0 | 0
Crossarm, Wood: 2451000000 | 0 | 0 | 0
Estimated Additions: 0010000000 | 0 | 0 | 0
Guys: 4060000000 | 0 | 0 | 0
Insulator, 115KV: | 0 | 0 | 0
Insulator, 230kv: | 0 | 0 | 0
Insulator: | 0 | 0 | 0
Land Rights - Non-Depreciable: 4552XXXXXX | 0 | 0 | 0
Land Rts - Depreciable: 4562XXXXXX | 0 | 0 | 0
Pole, Wood, 65' Or Greater: 6161650000 | 0 | 0 | 0
Pole, Wood: 7911000000 | 0 | 0 | 0
Right-Of-Ways - Non-Depreciable: 4554XXXXXX | 0 | 0 | 0
Static Wire (Transmission Lines): 1682000000 | 0 | 0 | 0
Wood 1 Pole 35': 7911013500 | 0 | 0 | 0
Wood 1 Pole 55': 7911015500 | 0 | 0 | 0
Wood 1 Pole 60': 7911016000 | 0 | 0 | 0
Wood 1 Pole 65': 7911016500 | 0 | 0 | 0
Wood 1 Pole 70': 7911017000 | 0 | 0 | 0
Wood 1 Pole 75': 7911017500 | 0 | 0 | 0
Wood 1 Pole 80': 7911018000 | 0 | 0 | 0
Wood 1 Pole 85': 7911018500 | 0 | 0 | 0
Wood 1 Pole 90': 7911019000 | 0 | 0 | 0
Wood 1 Pole 95': 7911019500 | 0 | 0 | 0
WPC Transmission Line # 210-(T) Canon Plant #438-Pole #392R3-Canon West Sub | 0 | 0 | 0
Anchors: 0140000000 | 0 | 0 | 0
Conductor, Oh Copper Bare 4: 1683030000 | 0 | 0 | 0
Conductor, Oh Trans & Dist Bare: 1686000000 | 0 | 0 | 0
Conductor, Oh: 1681000000 | 0 | 0 | 0
Crossarm Assemblies, Wood: 7914000000 | 0 | 0 | 0
Crossarm, Assy: 2453000000 | 0 | 0 | 0
Crossarm, Wood: 2451000000 | 0 | 0 | 0
Estimated Additions: 0010000000 | 0 | 0 | 0
Guys: 4060000000 | 0 | 0 | 0
Insulator: | 0 | 0 | 0
Land Rights - Non-Depreciable: 4552XXXXXX | 0 | 0 | 0
Pole, Other: 6169000000 | 0 | 0 | 0
Pole, Steel: 7912000000 | 0 | 0 | 0
Pole, Wood, 60': 6161600000 | 0 | 0 | 0
Pole, Wood, 65' Or Greater: 6161650000 | 0 | 0 | 0
Pole, Wood: 6161000000 | 0 | 0 | 0
Pole, Wood: 7911000000 | 0 | 0 | 0
Post Insulators: 4272000000 | 0 | 0 | 0
Static Wire (Transmission Lines): 1682000000 | 0 | 0 | 0
Suspension Insulators: 4273000000 | 0 | 0 | 0
Wood 1 Pole 40': 7911014000 | 0 | 0 | 0
Wood 1 Pole 60': 7911016000 | 0 | 0 | 0
Wood 1 Pole 70': 7911017000 | 0 | 0 | 0
Wood 1 Pole 75': 7911017500 | 0 | 0 | 0
Wood 1 Pole 80': 7911018000 | 0 | 0 | 0
Wood 1 Pole 85': 7911018500 | 0 | 0 | 0
WPC Transmission Line # 213- (T) Canon Plant #232-Skala Tap # 166 | 0 | 0 | 0
ARE-Acquired Reserve Elimination: | 0 | 0 | 0
Crossarm Assemblies, Wood: 7914000000 | 0 | 0 | 0
Crossarm, Assy: 2453000000 | 0 | 0 | 0
Estimated Additions: 0010000000 | 0 | 0 | 0
Guys: 4060000000 | 0 | 0 | 0
Land Rights - Non-Depreciable: 4552XXXXXX | 0 | 0 | 0
Pole, Other: 6169000000 | 0 | 0 | 0
Pole, Wood, 60': 6161600000 | 0 | 0 | 0
Pole, Wood: 7911000000 | 0 | 0 | 0
Static Wire (Transmission Lines): 1682000000 | 0 | 0 | 0
Structure: 7911100000 | 0 | 0 | 0
Suspension Insulators: 4273000000 | 0 | 0 | 0
Wood 2 Poles 60': 7911026000 | 0 | 0 | 0
Wood 2 Poles 65': 7911026500 | 0 | 0 | 0
Wood 3 Poles 75': 7911047500 | 0 | 0 | 0
Wood 3 Poles 85': 7911048500 | 0 | 0 | 0
WPC Transmission Line # 214 (T)- Skala Tap #166 -Skala Sub # 166 L7 | 0 | 0 | 0
Conductor, Oh: 1681000000 | 0 | 0 | 0
Crossarm Assemblies, Steel: 7915000000 | 0 | 0 | 0
Land Rights - Non-Depreciable: 4552XXXXXX | 0 | 0 | 0
Pole, Steel: 7912000000 | 0 | 0 | 0
Pole, Wood: 7911000000 | 0 | 0 | 0
Static Wire (Transmission Lines): 1682000000 | 0 | 0 | 0
Steel 1 Pole 75': 7912017500 | 0 | 0 | 0
Steel 2 Poles 70': 7912027000 | 0 | 0 | 0
WPC Transmission Line # 215 ( T) Hyde Park- West Station | 0 | 0 | 0
Cable, Oh-Duplex 6 & Sma: 0842070000 | 0 | 0 | 0
Conductor, Oh Acsr Bare 795 Mcm: 1681097950 | 0 | 0 | 0
Conductor, Oh Copper Poly/WP 1/0: 1684050000 | 0 | 0 | 0
Conductor, Oh: 1681000000 | 0 | 0 | 0
Crossarm Assemblies, Wood: 7914000000 | 0 | 0 | 0
Estimated Additions: 0010000000 | 0 | 0 | 0
FIBER OPTIC GROUND WIRE: 1683000000 | 0 | 0 | 0
Land Rights - Non-Depreciable: 4552XXXXXX | 0 | 0 | 0
Land: 4481XXXXXX | 0 | 0 | 0
Pole, Steel: 7912000000 | 0 | 0 | 0
Pole, Wood, 45': 6161450000 | 0 | 0 | 0
Pole, Wood, 55': 6161550000 | 0 | 0 | 0
Pole, Wood, 60': 6161600000 | 0 | 0 | 0
Pole, Wood, 65' Or Greater: 6161650000 | 0 | 0 | 0
Pole, Wood: 7911000000 | 0 | 0 | 0
Post Insulators: 4272000000 | 0 | 0 | 0
Static Wire (Transmission Lines): 1682000000 | 0 | 0 | 0
Suspension Insulators: 4273000000 | 0 | 0 | 0
Wood 1 Pole 55': 7911015500 | 0 | 0 | 0
Wood 1 Pole 60': 7911016000 | 0 | 0 | 0
Wood 1 Pole 65': 7911016500 | 0 | 0 | 0
Wood 1 Pole 70': 7911017000 | 0 | 0 | 0
Wood 1 Pole 75': 7911017500 | 0 | 0 | 0
Wood 1 Pole 80': 7911018000 | 0 | 0 | 0
Wood 1 Pole 85': 7911018500 | 0 | 0 | 0
Wood 2 Poles 65': 7911026500 | 0 | 0 | 0
Wood 2 Poles 75': 7911027500 | 0 | 0 | 0
Wood 3 Poles 65': 7911046500 | 0 | 0 | 0
Wood 3 Poles 70': 7911047000 | 0 | 0 | 0
WPC Transmission Line # 230 | 0 | 0 | 0
Conductor, Oh: 1681000000 | 0 | 0 | 0
Crossarm Assemblies, Wood: 7914000000 | 0 | 0 | 0
Land Rights - Non-Depreciable: 4552XXXXXX | 0 | 0 | 0
Pole, Wood: 7911000000 | 0 | 0 | 0
Static Wire (Transmission Lines): 1682000000 | 0 | 0 | 0
Wood 1 Pole 30': 7911013000 | 0 | 0 | 0
Wood 1 Pole 50': 7911015000 | 0 | 0 | 0
Wood 1 Pole 55': 7911015500 | 0 | 0 | 0
Wood 1 Pole 60': 7911016000 | 0 | 0 | 0
Wood 1 Pole 65': 7911016500 | 0 | 0 | 0
Wood 1 Pole 70': 7911017000 | 0 | 0 | 0
Wood 1 Pole 80': 7911018000 | 0 | 0 | 0
Wood 2 Poles 70': 7911027000 | 0 | 0 | 0
WPC Transmission Line # 231 (T) Northridge Sub #40 R4 - PSCO Tap #1 | 0 | 0 | 0
Conductor, Oh Tran&Dist Insulat: 1687000000 | 0 | 0 | 0
Pole, Wood: 7911000000 | 0 | 0 | 0
Suspension Insulators: 4273000000 | 0 | 0 | 0
WPC Transmission Line # 234 (T) Baculite Mesa-Northridge Sub # 40R4 | 26683.14 | 5600.8203 | 21082.3197
Aerial Markers: 1680120000 | 0 | 0 | 0
Anchors: 0140000000 | 0 | 0 | 0
Conductor, Fiber Optic : 1680150000 | 0 | 0 | 0
Conductor, Oh Acsr Bare 1272 Mcm: 1681081272 | 0 | 0 | 0
Conductor, Oh Acsr Bare 336.4 Mcm: 1681083360 | 0 | 0 | 0
Conductor, Oh Acsr Bare 4: 1681030000 | 0 | 0 | 0
Conductor, Oh Acsr Bare 795 Mcm: 1681097950 | 18741.35 | 3986.1528 | 14755.1972
Conductor, Oh Copper Bare 2: 1683040000 | 0 | 0 | 0
Conductor, Oh Not Avail.: 1680000000 | 0 | 0 | 0
Conductor, Oh Tran&Dist Insulat: 1687000000 | 0 | 0 | 0
Conductor, Oh: 1681000000 | 0 | 0 | 0
Crossarm Assemblies, Wood: 7914000000 | 0 | 0 | 0
DNU Dampers, Vibration: 1680100000 | 0 | 0 | 0
Estimated Additions: 0010000000 | 0 | 0 | 0
FIBER OPTIC GROUND WIRE: 1683000000 | 0 | 0 | 0
Insulator, 115KV: | 0 | 0 | 0
Insulator, 230kv: | 0 | 0 | 0
Insulator, Disc 10": 4270100000 | 0 | 0 | 0
Insulator: | 0 | 0 | 0
Insulators-Post- 115kv: 4272115000 | 7941.79 | 1614.6675 | 6327.1225
Pin Insulators: 4271000000 | 0 | 0 | 0
Pole, Steel: 7912000000 | 0 | 0 | 0
Pole, Wood, 30' - 40': 6161400000 | 0 | 0 | 0
Pole, Wood, 65' Or Greater: 6161650000 | 0 | 0 | 0
Pole, Wood: 7911000000 | 0 | 0 | 0
Post Insulators: 4272000000 | 0 | 0 | 0
Right-Of-Ways - Non-Depreciable: 4554XXXXXX | 0 | 0 | 0
Static Wire (Transmission Lines): 1682000000 | 0 | 0 | 0
Steel 1 Pole 40': 7912014000 | 0 | 0 | 0
Steel 1 Pole 75': 7912017500 | 0 | 0 | 0
Structure: 7911100000 | 0 | 0 | 0
Suspension Insulators: 4273000000 | 0 | 0 | 0
Wood 1 Pole 50': 7911015000 | 0 | 0 | 0
Wood 1 Pole 55': 7911015500 | 0 | 0 | 0
Wood 1 Pole 60': 7911016000 | 0 | 0 | 0
Wood 1 Pole 65': 7911016500 | 0 | 0 | 0
Wood 1 Pole 70': 7911017000 | 0 | 0 | 0
Wood 1 Pole 75': 7911017500 | 0 | 0 | 0
Wood 1 Pole 80': 7911018000 | 0 | 0 | 0
Wood 1 Pole 85': 7911018500 | 0 | 0 | 0
Wood 1 Pole 90': 7911019000 | 0 | 0 | 0
Wood 1 Pole 95': 7911019500 | 0 | 0 | 0
Wood 2 Poles 45' 40': 7911024540 | 0 | 0 | 0
WPC Transmission Line # 235 | 28304.84 | -747.9937 | 29052.8337
Conductor, Oh: 1681000000 | 0 | 0 | 0
Crossarm Assemblies, Wood: 7914000000 | 0 | 0 | 0
Land Rights - Non-Depreciable: 4552XXXXXX | 28304.84 | -747.9937 | 29052.8337
Pole, Wood: 7911000000 | 0 | 0 | 0
Static Wire (Transmission Lines): 1682000000 | 0 | 0 | 0
Wood 1 Pole 50': 7911015000 | 0 | 0 | 0
Wood 1 Pole 55': 7911015500 | 0 | 0 | 0
Wood 1 Pole 60': 7911016000 | 0 | 0 | 0
Wood 1 Pole 65': 7911016500 | 0 | 0 | 0
Wood 1 Pole 70': 7911017000 | 0 | 0 | 0
Wood 1 Pole 75': 7911017500 | 0 | 0 | 0
Wood 1 Pole 80': 7911018000 | 0 | 0 | 0
Wood 1 Pole 95': 7911019500 | 0 | 0 | 0
Wood 2 Poles 70': 7911027000 | 0 | 0 | 0
Wood 3 Poles 70': 7911047000 | 0 | 0 | 0
WPC Transmission Line # 237 (T) Baculite Mesa - Airport Industrial | 0 | 0 | 0
Conductor, Oh: 1681000000 | 0 | 0 | 0
Crossarm Assemblies, Steel: 7915000000 | 0 | 0 | 0
Crossarm Assemblies, Wood: 7914000000 | 0 | 0 | 0
Estimated Additions: 0010000000 | 0 | 0 | 0
Pole, Steel: 7912000000 | 0 | 0 | 0
Pole, Wood: 7911000000 | 0 | 0 | 0
Static Wire (Transmission Lines): 1682000000 | 0 | 0 | 0
Steel 1 Pole 75': 7912017500 | 0 | 0 | 0
Wood 2 Poles 60': 7911026000 | 0 | 0 | 0
WPC Transmission Line # 238 | 28577.02 | -475.82 | 29052.84
Conductor, Oh: 1681000000 | 0 | 0 | 0
Crossarm Assemblies, Wood: 7914000000 | 0 | 0 | 0
Land Rights - Non-Depreciable: 4552XXXXXX | 28577.02 | -475.82 | 29052.84
Pole, Wood: 7911000000 | 0 | 0 | 0
Static Wire (Transmission Lines): 1682000000 | 0 | 0 | 0
Wood 1 Pole 70': 7911017000 | 0 | 0 | 0
WPC Transmission Line # 240 (T) Boone - LaJunta | 0 | 0 | 0
Anchors: 0140000000 | 0 | 0 | 0
Arrester - 0-10,000 Volts: 0210100000 | 0 | 0 | 0
Conductor, Oh Acsr Bare 4: 1681030000 | 0 | 0 | 0
Conductor, Oh Copper Bare 4: 1683030000 | 0 | 0 | 0
Conductor, Oh Tran&Dist Insulat: 1687000000 | 0 | 0 | 0
Conductor, Oh Trans & Dist Bare: 1686000000 | 0 | 0 | 0
Conductor, Oh: 1681000000 | 0 | 0 | 0
Crossarm Assemblies, Other: 7916000000 | 0 | 0 | 0
Crossarm Assemblies, Wood: 7914000000 | 0 | 0 | 0
Crossarm, Assy: 2453000000 | 0 | 0 | 0
Crossarm, Wood: 2451000000 | 0 | 0 | 0
Cutouts, 7,501-15,000 Volts: 2521016000 | 0 | 0 | 0
Estimated Additions: 0010000000 | 0 | 0 | 0
Guys: 4060000000 | 0 | 0 | 0
Land: 4481XXXXXX | 0 | 0 | 0
Pole, Steel: 7912000000 | 0 | 0 | 0
Pole, Wood, 50': 6161500000 | 0 | 0 | 0
Pole, Wood, 55': 6161550000 | 0 | 0 | 0
Pole, Wood, 60': 6161600000 | 0 | 0 | 0
Pole, Wood, 65' Or Greater: 6161650000 | 0 | 0 | 0
Pole, Wood: 6161000000 | 0 | 0 | 0
Pole, Wood: 7911000000 | 0 | 0 | 0
Post Insulators: 4272000000 | 0 | 0 | 0
Static Wire (Transmission Lines): 1682000000 | 0 | 0 | 0
Structure: 7911100000 | 0 | 0 | 0
Suspension Insulators: 4273000000 | 0 | 0 | 0
Wood 1 Pole 60': 7911016000 | 0 | 0 | 0
Wood 1 Pole 65': 7911016500 | 0 | 0 | 0
Wood 1 Pole 70': 7911017000 | 0 | 0 | 0
Wood 1 Pole 75': 7911017500 | 0 | 0 | 0
Wood 2 Poles 45' 40': 7911024540 | 0 | 0 | 0
Wood 2 Poles 65': 7911026500 | 0 | 0 | 0
WPC Transmission Line # 243 (T) Nyberg - Boone | 0 | 0 | 0
Anchors: 0140000000 | 0 | 0 | 0
Conductor, Oh Acsr Bare 336.4 Mcm: 1681083360 | 0 | 0 | 0
Conductor, Oh Acsr Bare 4/0: 1681070000 | 0 | 0 | 0
Conductor, Oh Acsr Bare 795 Mcm: 1681097950 | 0 | 0 | 0
Crossarm Assemblies, Wood: 7914000000 | 0 | 0 | 0
DNU Dampers, Vibration: 1680100000 | 0 | 0 | 0
Pole, Steel: 7912000000 | 0 | 0 | 0
Pole, Wood, 65' Or Greater: 6161650000 | 0 | 0 | 0
Pole, Wood: 7911000000 | 0 | 0 | 0
Post Insulators: 4272000000 | 0 | 0 | 0
Right-Of-Ways - Non-Depreciable: 4554XXXXXX | 0 | 0 | 0
Suspension Insulators: 4273000000 | 0 | 0 | 0
Wood 2 Poles 65': 7911026500 | 0 | 0 | 0
WPC Transmission Line # 246 (T) DOT RAP # 209.5 THEN # 1- DOT #102 | 0 | 0 | 0
Arrester - 0-10,000 Volts: 0210100000 | 0 | 0 | 0
Crossarm Assemblies, Wood: 7914000000 | 0 | 0 | 0
Estimated Additions: 0010000000 | 0 | 0 | 0
WPC Transmission Line # 247 (T) PDA Tap to PDA Sub | 0 | 0 | 0
Anchors: 0140000000 | 0 | 0 | 0
Conductor, Oh Trans & Dist Bare: 1686000000 | 0 | 0 | 0
Crossarm Assemblies, Wood: 7914000000 | 0 | 0 | 0
Estimated Additions: 0010000000 | 0 | 0 | 0
Guys: 4060000000 | 0 | 0 | 0
Land Rights - Non-Depreciable: 4552XXXXXX | 0 | 0 | 0
Pole, Steel: 7912000000 | 0 | 0 | 0
Pole, Wood: 7911000000 | 0 | 0 | 0
Static Wire (Transmission Lines): 1682000000 | 0 | 0 | 0
Suspension Insulators: 4273000000 | 0 | 0 | 0
Switches - Not Available: 7980000000 | 0 | 0 | 0
WPC Transmission Line # 249-(T) Portland Sub # 141 - West Station # 1 (ark rivre 112) | 8925.42 | 1142.5587 | 7782.8613
Arrester - 0-10,000 Volts: 0210100000 | 0 | 0 | 0
Clearing & Grading: 1260000000 | 0 | 0 | 0
Conductor, Oh Acsr Bare 4: 1681030000 | 8925.42 | 1142.5587 | 7782.8613
Conductor, Oh Acsr Bare 795 Mcm: 1681097950 | 0 | 0 | 0
Conductor, Oh Copper Bare 4: 1683030000 | 0 | 0 | 0
Conductor, Oh: 1681000000 | 0 | 0 | 0
Crossarm Assemblies, Wood: 7914000000 | 0 | 0 | 0
Crossarm, Assy: 2453000000 | 0 | 0 | 0
Crossarm, Wood: 2451000000 | 0 | 0 | 0
DNU Dampers, Vibration: 1680100000 | 0 | 0 | 0
Estimated Additions: 0010000000 | 0 | 0 | 0
Guys: 4060000000 | 0 | 0 | 0
Insulator, 115KV: | 0 | 0 | 0
Land Rights - Non-Depreciable: 4552XXXXXX | 0 | 0 | 0
Pole, Wood, 45': 6161450000 | 0 | 0 | 0
Pole, Wood, 50': 6161500000 | 0 | 0 | 0
Pole, Wood, 55': 6161550000 | 0 | 0 | 0
Pole, Wood, 60': 6161600000 | 0 | 0 | 0
Pole, Wood, 65' Or Greater: 6161650000 | 0 | 0 | 0
Pole, Wood: 6161000000 | 0 | 0 | 0
Pole, Wood: 7911000000 | 0 | 0 | 0
Roads: 7701300000 | 0 | 0 | 0
Static Wire (Transmission Lines): 1682000000 | 0 | 0 | 0
Suspension Insulators: 4273000000 | 0 | 0 | 0
Wood 1 Pole 60': 7911016000 | 0 | 0 | 0
Wood 2 Poles 60': 7911026000 | 0 | 0 | 0
Wood 2 Poles 65': 7911026500 | 0 | 0 | 0
Wood 2 Poles 70': 7911027000 | 0 | 0 | 0
Wood 2 Poles 75': 7911027500 | 0 | 0 | 0
Wood 5 Poles 95': 7911119500 | 0 | 0 | 0
WPC Transmission Line # 252 (T) Burnt Mill # 75 - Structure # 100 A | 0 | 0 | 0
Conducto,Oh Acsr Bare 266.8 Mcm: 1681080000 | 0 | 0 | 0
Conductor, Oh Copper Bare 4: 1683030000 | 0 | 0 | 0
Conductor, Oh Trans & Dist Bare: 1686000000 | 0 | 0 | 0
Crossarm Assemblies, Wood: 7914000000 | 0 | 0 | 0
Crossarm, Assy: 2453000000 | 0 | 0 | 0
Crossarm, Steel: 2452000000 | 0 | 0 | 0
Estimated Additions: 0010000000 | 0 | 0 | 0
Insulator, 115KV: | 0 | 0 | 0
Pole, Steel: 7912000000 | 0 | 0 | 0
Pole, Wood, 65' Or Greater: 6161650000 | 0 | 0 | 0
Pole, Wood: 7911000000 | 0 | 0 | 0
Right-Of-Ways - Non-Depreciable: 4554XXXXXX | 0 | 0 | 0
Static Wire (Transmission Lines): 1682000000 | 0 | 0 | 0
Suspension Insulators: 4273000000 | 0 | 0 | 0
WPC Transmission Line # 256 (T) Burnt Mills #74 - Red Creek # 35 | 0 | 0 | 0
Conductor, Oh: 1681000000 | 0 | 0 | 0
Crossarm Assemblies, Wood: 7914000000 | 0 | 0 | 0
Land Rights - Non-Depreciable: 4552XXXXXX | 0 | 0 | 0
Land: 4481XXXXXX | 0 | 0 | 0
Pole, Wood: 7911000000 | 0 | 0 | 0
Static Wire (Transmission Lines): 1682000000 | 0 | 0 | 0
Suspension Insulators: 4273000000 | 0 | 0 | 0
WPC Transmission Line # 259 (T) West Station # 1-Red Creek Road # 34 | 0 | 0 | 0
Conductor, Oh: 1681000000 | 0 | 0 | 0
Crossarm Assemblies, Wood: 7914000000 | 0 | 0 | 0
Estimated Additions: 0010000000 | 0 | 0 | 0
Guys: 4060000000 | 0 | 0 | 0
Pole, Wood: 7911000000 | 0 | 0 | 0
Static Wire (Transmission Lines): 1682000000 | 0 | 0 | 0
Suspension Insulators: 4273000000 | 0 | 0 | 0
WPC Transmission Line # 262 (T) Pueblo Plant #88 | 0 | 0 | 0
ARE-Acquired Reserve Elimination: | 0 | 0 | 0
Conductor, Oh: 1681000000 | 0 | 0 | 0
Conduit, Urd-Pipe, 2": 1893200000 | 0 | 0 | 0
Crossarm Assemblies, Wood: 7914000000 | 0 | 0 | 0
Estimated Additions: 0010000000 | 0 | 0 | 0
Land Rights - Non-Depreciable: 4552XXXXXX | 0 | 0 | 0
Land: 4481XXXXXX | 0 | 0 | 0
Other Cable (FIBER OPTIC): 0834100000 | 0 | 0 | 0
Pin Insulators: 4271000000 | 0 | 0 | 0
Pole, Wood, 65' Or Greater: 6161650000 | 0 | 0 | 0
Pole, Wood: 6161000000 | 0 | 0 | 0
Pole, Wood: 7911000000 | 0 | 0 | 0
Post Insulators: 4272000000 | 0 | 0 | 0
Static Wire (Transmission Lines): 1682000000 | 0 | 0 | 0
Wood 1 Pole 60': 7911016000 | 0 | 0 | 0
Wood 1 Pole 65': 7911016500 | 0 | 0 | 0
Wood 1 Pole 70': 7911017000 | 0 | 0 | 0
Wood 1 Pole 80': 7911018000 | 0 | 0 | 0
Wood 1 Pole 85': 7911018500 | 0 | 0 | 0
Wood 2 Poles 65': 7911026500 | 0 | 0 | 0
Wood 3 Poles 70': 7911047000 | 0 | 0 | 0
WPC Transmission Line # 266 (T) PSCO Tap then # 23 -West Station # 1 | 0 | 0 | 0
AIRBRK-ELEC-3PH69-170KV- >= 2000AM: 7982117020 | 0 | 0 | 0
Anchors: 0140000000 | 0 | 0 | 0
Breaker, 115 KV: 6212115115 | 0 | 0 | 0
Conductor, Oh Copper Bare 1/0: 1683050000 | 0 | 0 | 0
Conductor, Oh Copper Bare 4: 1683030000 | 0 | 0 | 0
Estimated Additions: 0010000000 | 0 | 0 | 0
Insulator, Disc 10": 4270100000 | 0 | 0 | 0
Other Cable (FIBER OPTIC): 0834100000 | 0 | 0 | 0
Other Interruptive Dev 115-161 Kv: 6219115000 | 0 | 0 | 0
Pole, Steel: 6165000000 | 0 | 0 | 0
Post Insulators: 4272000000 | 0 | 0 | 0
Scada Equip - Rtu: 8191130000 | 0 | 0 | 0
Scada Equip -Modem: 8191015500 | 0 | 0 | 0
WPC Transmission Line # 269 (T) Desert Cove - West Station #42 | 0 | 0 | 0
Conductor, Oh: 1681000000 | 0 | 0 | 0
Crossarm Assemblies, Wood: 7914000000 | 0 | 0 | 0
Crossarm, Assy: 2453000000 | 0 | 0 | 0
Estimated Additions: 0010000000 | 0 | 0 | 0
FIBER OPTIC GROUND WIRE: 1683000000 | 0 | 0 | 0
Insulators-Post- 115kv: 4272115000 | 0 | 0 | 0
Pole, Wood, 60': 6161600000 | 0 | 0 | 0
Pole, Wood, 65' Or Greater: 6161650000 | 0 | 0 | 0
Pole, Wood: 7911000000 | 0 | 0 | 0
Static Wire (Transmission Lines): 1682000000 | 0 | 0 | 0
Structure: 7911100000 | 0 | 0 | 0
Suspension Insulators: 4273000000 | 0 | 0 | 0
Wood 2 Poles 65': 7911026500 | 0 | 0 | 0
WPC Transmission Line # 280 | 286538.07 | 204200.9384 | 82337.1316
Conductor, Oh: 1681000000 | 98611.72 | 94613.9569 | 3997.7631
Crossarm Assemblies, Wood: 7914000000 | 10348.73 | 7968.0811 | 2380.6489
Land Rights - Non-Depreciable: 4552XXXXXX | 1424.47 | -40.8804 | 1465.3504
Land: 4481XXXXXX | 40610.07 | -911.9893 | 41522.0593
Pole, Wood: 7911000000 | 119580.86 | 88228.4283 | 31352.4317
Static Wire (Transmission Lines): 1682000000 | 15962.22 | 14343.3417 | 1618.8783
Wood 1 Pole 30': 7911013000 | 0 | 0 | 0
Wood 1 Pole 35': 7911013500 | 0 | 0 | 0
Wood 1 Pole 40': 7911014000 | 0 | 0 | 0
Wood 1 Pole 50': 7911015000 | 0 | 0 | 0
Wood 1 Pole 55': 7911015500 | 0 | 0 | 0
Wood 1 Pole 60': 7911016000 | 0 | 0 | 0
Wood 1 Pole 65': 7911016500 | 0 | 0 | 0
Wood 1 Pole 70': 7911017000 | 0 | 0 | 0
Wood 1 Pole 75': 7911017500 | 0 | 0 | 0
Wood 1 Pole 80': 7911018000 | 0 | 0 | 0
Wood 3 Poles 70': 7911047000 | 0 | 0 | 0
Wood 3 Poles 75': 7911047500 | 0 | 0 | 0
WPC Transmission Line # 295 (T) Reader to Airport Memorial | 0 | 0 | 0
A dummy retirement unit: | 0 | 0 | 0
Anchors: 0140000000 | 0 | 0 | 0
Conductor, Oh Acsr Bare 6: 1681020000 | 0 | 0 | 0
Conductor, Oh Acsr Bare 795 Mcm: 1681097950 | 0 | 0 | 0
Conductor, Oh Copper Bare 4: 1683030000 | 0 | 0 | 0
Crossarm Assemblies, Wood: 7914000000 | 0 | 0 | 0
Estimated Additions: 0010000000 | 0 | 0 | 0
Guys: 4060000000 | 0 | 0 | 0
Insulator, 115KV: | 0 | 0 | 0
Insulator: | 0 | 0 | 0
Insulators-Pin & Cap-15kv: 4271015000 | 0 | 0 | 0
Insulators-Post-69kv: 4272069000 | 0 | 0 | 0
Land Rights - Non-Depreciable: 4552XXXXXX | 0 | 0 | 0
Pole, Other, 41' - 50': | 0 | 0 | 0
Pole, Wood, 30' - 40': 6161400000 | 0 | 0 | 0
Pole, Wood, 60': 6161600000 | 0 | 0 | 0
Pole, Wood, 65' Or Greater: 6161650000 | 0 | 0 | 0
Pole, Wood: 7911000000 | 0 | 0 | 0
Post Insulators: 4272000000 | 0 | 0 | 0
Right-Of-Ways - Non-Depreciable: 4554XXXXXX | 0 | 0 | 0
Static Wire (Transmission Lines): 1682000000 | 0 | 0 | 0
Suspension Insulators: 4273000000 | 0 | 0 | 0
WPC Transmission Line # 296 (T) Reader-Rattle Snake Butte | 0 | 0 | 0
Conductor, Fiber Optic : 1680150000 | 0 | 0 | 0
Conductor, Oh Acsr Bare 795 Mcm: 1681097950 | 0 | 0 | 0
Conductor, Oh Copper Bare 4: 1683030000 | 0 | 0 | 0
Crossarm Assemblies, Wood: 7914000000 | 0 | 0 | 0
DNU Dampers, Vibration: 1680100000 | 0 | 0 | 0
Estimated Additions: 0010000000 | 0 | 0 | 0
Insulator, 115KV: | 0 | 0 | 0
Insulator: | 0 | 0 | 0
Pole, Wood, 60': 6161600000 | 0 | 0 | 0
Pole, Wood, 65' Or Greater: 6161650000 | 0 | 0 | 0
Right-Of-Ways - Non-Depreciable: 4554XXXXXX | 0 | 0 | 0
Static Wire (Transmission Lines): 1682000000 | 0 | 0 | 0
Suspension Insulators: 4273000000 | 0 | 0 | 0
WPC Transmission Line # 700 (D) Airport Industrial - Airport Memorial | 0 | 0 | 0
Aerial Markers: 1680120000 | 0 | 0 | 0
Crossarm Assemblies, Wood: 7914000000 | 0 | 0 | 0
Estimated Additions: 0010000000 | 0 | 0 | 0
Pole, Wood: 7911000000 | 0 | 0 | 0
Post Insulators: 4272000000 | 0 | 0 | 0
Suspension Insulators: 4273000000 | 0 | 0 | 0
WPC Transmission Line # 704 | 0 | 0 | 0
Anchors: 0140000000 | 0 | 0 | 0
Conductor, Oh: 1681000000 | 0 | 0 | 0
Crossarm Assemblies, Wood: 7914000000 | 0 | 0 | 0
Guys: 4060000000 | 0 | 0 | 0
Pole, Wood: 7911000000 | 0 | 0 | 0
Suspension Insulators: 4273000000 | 0 | 0 | 0
Wood 1 Pole 65': 7911016500 | 0 | 0 | 0
Wood 1 Pole 75': 7911017500 | 0 | 0 | 0
Wood 1 Pole 80': 7911018000 | 0 | 0 | 0
WPC Transmission Line # 712 | 0 | 0 | 0
Conductor, Oh: 1681000000 | 0 | 0 | 0
Crossarm Assemblies, Steel: 7915000000 | 0 | 0 | 0
Crossarm Assemblies, Wood: 7914000000 | 0 | 0 | 0
Pole, Steel: 7912000000 | 0 | 0 | 0
Pole, Wood: 7911000000 | 0 | 0 | 0
Static Wire (Transmission Lines): 1682000000 | 0 | 0 | 0
Steel 1 Pole 65': 7912016500 | 0 | 0 | 0
Steel 1 Pole 70': 7912017000 | 0 | 0 | 0
Steel 1 Pole 75': 7912017500 | 0 | 0 | 0
Wood 2 Poles 70': 7911027000 | 0 | 0 | 0
WPC Transmission Line # 716 | 0 | 0 | 0
Crossarm Assemblies, Wood: 7914000000 | 0 | 0 | 0
Pole, Wood: 7911000000 | 0 | 0 | 0
Suspension Insulators: 4273000000 | 0 | 0 | 0
WPC Transmission Line # 720 (D) Blende Sub # 49- St Charles | 0 | 0 | 0
Anchors: 0140000000 | 0 | 0 | 0
Arrester - 0-10,000 Volts: 0210100000 | 0 | 0 | 0
Conductor, Oh Copper Poly/WP 1/0: 1684050000 | 0 | 0 | 0
Conductor, Oh Copper WP 1/0 DNU: 1683050001 | 0 | 0 | 0
Crossarm Assemblies, Wood: 7914000000 | 0 | 0 | 0
Crossarm, Wood: 2451000000 | 0 | 0 | 0
Cutouts, 7,501-15,000 Volts: 2521016000 | 0 | 0 | 0
Estimated Additions: 0010000000 | 0 | 0 | 0
Guys: 4060000000 | 0 | 0 | 0
Photoelectric Relay (Cells): 8052000000 | 0 | 0 | 0
Pole, Wood, 60': 6161600000 | 0 | 0 | 0
Pole, Wood: 7911000000 | 0 | 0 | 0
Post Insulators: 4272000000 | 0 | 0 | 0
Wood 1 Pole 55': 7911015500 | 0 | 0 | 0
Wood 1 Pole 65': 7911016500 | 0 | 0 | 0
Wood 1 Pole 90': 7911019000 | 0 | 0 | 0
WPC Transmission Line # 724 (D) Blende Sub # 61-Reader | 0 | 0 | 0
Crossarm Assemblies, Wood: 7914000000 | 0 | 0 | 0
Estimated Additions: 0010000000 | 0 | 0 | 0
Pole, Wood: 7911000000 | 0 | 0 | 0
Suspension Insulators: 4273000000 | 0 | 0 | 0
Wood 1 Pole 60': 7911016000 | 0 | 0 | 0
WPC Transmission Line # 740 (D) Belmont Sub #1- Overton | 0 | 0 | 0
Conductor, Oh: 1681000000 | 0 | 0 | 0
Crossarm Assemblies, Wood: 7914000000 | 0 | 0 | 0
Pole, Wood: 7911000000 | 0 | 0 | 0
Suspension Insulators: 4273000000 | 0 | 0 | 0
Wood 1 Pole 55': 7911015500 | 0 | 0 | 0
WPC Transmission Line # 744 (D) Belmont Tap #53- Overton | 0 | 0 | 0
Insulators-Post-15kv: 4272015000 | 0 | 0 | 0
Pole, Wood: 7911000000 | 0 | 0 | 0
Post Insulators: 4272000000 | 0 | 0 | 0
Suspension Insulators: 4273000000 | 0 | 0 | 0
WPC Transmission Line # 748 | 0 | 0 | 0
Anchors: 0140000000 | 0 | 0 | 0
Conductor, Oh: 1681000000 | 0 | 0 | 0
Crossarm Assemblies, Wood: 7914000000 | 0 | 0 | 0
Pole, Wood: 7911000000 | 0 | 0 | 0
Post Insulators: 4272000000 | 0 | 0 | 0
Static Wire (Transmission Lines): 1682000000 | 0 | 0 | 0
Wood 1 Pole 55': 7911015500 | 0 | 0 | 0
Wood 1 Pole 65': 7911016500 | 0 | 0 | 0
Wood 1 Pole 80': 7911018000 | 0 | 0 | 0
Wood 2 Poles 60': 7911026000 | 0 | 0 | 0
Wood 2 Poles 65': 7911026500 | 0 | 0 | 0
WPC Transmission Line # 752 (D) Hyde Park #75- Pueblo | 0 | 0 | 0
Anchors: 0140000000 | 0 | 0 | 0
Conductor, Oh: 1681000000 | 0 | 0 | 0
Crossarm Assemblies, Wood: 7914000000 | 0 | 0 | 0
Estimated Additions: 0010000000 | 0 | 0 | 0
Insulators-Post-15kv: 4272015000 | 0 | 0 | 0
Pole, Steel: 7912000000 | 0 | 0 | 0
Pole, Wood: 7911000000 | 0 | 0 | 0
Post Insulators: 4272000000 | 0 | 0 | 0
Static Wire (Transmission Lines): 1682000000 | 0 | 0 | 0
Suspension Insulators: 4273000000 | 0 | 0 | 0
Wood 1 Pole 60': 7911016000 | 0 | 0 | 0
Wood 1 Pole 65': 7911016500 | 0 | 0 | 0
Wood 2 Poles 70': 7911027000 | 0 | 0 | 0
Wood 3 Poles 70': 7911047000 | 0 | 0 | 0
WPC Transmission Line # 756 (D) Hyde Park #76 - West Station | 0 | 0 | 0
Crossarm Assemblies, Wood: 7914000000 | 0 | 0 | 0
Estimated Additions: 0010000000 | 0 | 0 | 0
Pole, Wood: 7911000000 | 0 | 0 | 0
WPC Transmission Line # 760 (D) Stonemoore Hills # 26-#16 | 0 | 0 | 0
Crossarm Assemblies, Wood: 7914000000 | 0 | 0 | 0
Pole, Wood: 7911000000 | 0 | 0 | 0
Suspension Insulators: 4273000000 | 0 | 0 | 0
Wood 1 Pole 60': 7911016000 | 0 | 0 | 0
WPC Transmission Line # 764 (D) Stonemoore Hiils # 27 | 0 | 0 | 0
Crossarm Assemblies, Wood: 7914000000 | 0 | 0 | 0
Estimated Additions: 0010000000 | 0 | 0 | 0
Pole - Not Available: 6160000000 | 0 | 0 | 0
Pole, Wood: 7911000000 | 0 | 0 | 0
Post Insulators: 4272000000 | 0 | 0 | 0
Suspension Insulators: 4273000000 | 0 | 0 | 0
Wood 1 Pole 60': 7911016000 | 0 | 0 | 0
WPC Transmission Line # 768 (D) Prairie Ave # 107 Sunset #74 | 0 | 0 | 0
Anchors: 0140000000 | 0 | 0 | 0
Conductor, Oh Trans & Dist Bare: 1686000000 | 0 | 0 | 0
Crossarm Assemblies, Wood: 7914000000 | 0 | 0 | 0
Estimated Additions: 0010000000 | 0 | 0 | 0
Guys: 4060000000 | 0 | 0 | 0
Pole, Wood: 7911000000 | 0 | 0 | 0
Post Insulators: 4272000000 | 0 | 0 | 0
Suspension Insulators: 4273000000 | 0 | 0 | 0
WPC Transmission Line # 772 (D) Freemary #208 Prairie Ave | 0 | 0 | 0
Crossarm Assemblies, Wood: 7914000000 | 0 | 0 | 0
Estimated Additions: 0010000000 | 0 | 0 | 0
Guys: 4060000000 | 0 | 0 | 0
Land Rights - Non-Depreciable: 4552XXXXXX | 0 | 0 | 0
Pole, Wood: 7911000000 | 0 | 0 | 0
Post Insulators: 4272000000 | 0 | 0 | 0
Suspension Insulators: 4273000000 | 0 | 0 | 0
Wood 1 Pole 60': 7911016000 | 0 | 0 | 0
Wood 1 Pole 70': 7911017000 | 0 | 0 | 0
WPC Transmission Line # 776 (D) Freemary #209- Reader | 0 | 0 | 0
Estimated Additions: 0010000000 | 0 | 0 | 0
WPC Transmission Line # 780 (D) Reader #1- Switch 5656 | 0 | 0 | 0
Anchors: 0140000000 | 0 | 0 | 0
Conductor, Oh Trans & Dist Bare: 1686000000 | 0 | 0 | 0
Conductor, Oh: 1681000000 | 0 | 0 | 0
Crossarm Assemblies, Wood: 7914000000 | 0 | 0 | 0
Estimated Additions: 0010000000 | 0 | 0 | 0
Guys: 4060000000 | 0 | 0 | 0
Pole, Wood: 7911000000 | 0 | 0 | 0
Post Insulators: 4272000000 | 0 | 0 | 0
Suspension Insulators: 4273000000 | 0 | 0 | 0
Wood 1 Pole 30': 7911013000 | 0 | 0 | 0
Wood 1 Pole 65': 7911016500 | 0 | 0 | 0
Wood 2 Poles 60': 7911026000 | 0 | 0 | 0
WPC Transmission Line # 782 (D) Nepesta #536 S Nepesta | 0 | 0 | 0
Conductor, Oh: 1681000000 | 0 | 0 | 0
Crossarm Assemblies, Wood: 7914000000 | 0 | 0 | 0
Estimated Additions: 0010000000 | 0 | 0 | 0
Land Rights - Non-Depreciable: 4552XXXXXX | 0 | 0 | 0
Pole, Other: 6169000000 | 0 | 0 | 0
Pole, Wood: 7911000000 | 0 | 0 | 0
Post Insulators: 4272000000 | 0 | 0 | 0
Static Wire (Transmission Lines): 1682000000 | 0 | 0 | 0
Suspension Insulators: 4273000000 | 0 | 0 | 0
Wood 1 Pole 60': 7911016000 | 0 | 0 | 0
Wood 1 Pole 65': 7911016500 | 0 | 0 | 0
WPC Transmission Line # 784 (D) Fowler Sub #1-S Fowler | 0 | 0 | 0
Conductor, Oh: 1681000000 | 0 | 0 | 0
Crossarm Assemblies, Steel: 7915000000 | 0 | 0 | 0
Crossarm Assemblies, Wood: 7914000000 | 0 | 0 | 0
Land Rights - Non-Depreciable: 4552XXXXXX | 0 | 0 | 0
Pole, Wood: 7911000000 | 0 | 0 | 0
Scada Equip - Rtu: 8191130000 | 0 | 0 | 0
Scada Equip - Transmitter: 8191010000 | 0 | 0 | 0
Static Wire (Transmission Lines): 1682000000 | 0 | 0 | 0
Wood 1 Pole 55': 7911015500 | 0 | 0 | 0
Wood 1 Pole 60': 7911016000 | 0 | 0 | 0
Wood 2 Poles 60': 7911026000 | 0 | 0 | 0
WPC Transmission Line # 792 (D) PDA Sub #20-#1 then PDA | 0 | 0 | 0
Crossarm Assemblies, Wood: 7914000000 | 0 | 0 | 0
Pole, Wood: 7911000000 | 0 | 0 | 0
Static Wire (Transmission Lines): 1682000000 | 0 | 0 | 0
Suspension Insulators: 4273000000 | 0 | 0 | 0
Wood 1 Pole 65': 7911016500 | 0 | 0 | 0
WPC Transmission Line # 796 | 0 | 0 | 0
Conductor, Oh: 1681000000 | 0 | 0 | 0
Crossarm Assemblies, Wood: 7914000000 | 0 | 0 | 0
Pole, Wood: 7911000000 | 0 | 0 | 0
Static Wire (Transmission Lines): 1682000000 | 0 | 0 | 0
Wood 1 Pole 65': 7911016500 | 0 | 0 | 0
WPC Transmission Line # 800 (D) Boone Sub # 1- #30 | 0 | 0 | 0
Conductor, Oh: 1681000000 | 0 | 0 | 0
Crossarm Assemblies, Wood: 7914000000 | 0 | 0 | 0
Land Rights - Non-Depreciable: 4552XXXXXX | 0 | 0 | 0
Pole, Wood: 7911000000 | 0 | 0 | 0
Static Wire (Transmission Lines): 1682000000 | 0 | 0 | 0
Switches - Over 34500v: 7986900000 | 0 | 0 | 0
Wood 1 Pole 55': 7911015500 | 0 | 0 | 0
Wood 1 Pole 65': 7911016500 | 0 | 0 | 0
Wood 2 Poles 65': 7911026500 | 0 | 0 | 0
Wood 3 Poles 70': 7911047000 | 0 | 0 | 0
Wood 4 Poles 90': 7911079000 | 0 | 0 | 0
WPC Transmission Line # 804 (D) Boone Tap #508 | 0 | 0 | 0
Conductor, Oh: 1681000000 | 0 | 0 | 0
Crossarm Assemblies, Wood: 7914000000 | 0 | 0 | 0
Pole, Wood: 7911000000 | 0 | 0 | 0
Static Wire (Transmission Lines): 1682000000 | 0 | 0 | 0
Suspension Insulators: 4273000000 | 0 | 0 | 0
Wood 1 Pole 55': 7911015500 | 0 | 0 | 0
Wood 1 Pole 65': 7911016500 | 0 | 0 | 0
Wood 3 Poles 65': 7911046500 | 0 | 0 | 0
WPC Transmission Line # 806 (D) Boone Tap #616 | 0 | 0 | 0
Conductor, Oh: 1681000000 | 0 | 0 | 0
Crossarm Assemblies, Wood: 7914000000 | 0 | 0 | 0
Pin Insulators: 4271000000 | 0 | 0 | 0
Pole, Wood: 7911000000 | 0 | 0 | 0
Static Wire (Transmission Lines): 1682000000 | 0 | 0 | 0
Suspension Insulators: 4273000000 | 0 | 0 | 0
Wood 1 Pole 55': 7911015500 | 0 | 0 | 0
Wood 1 Pole 60': 7911016000 | 0 | 0 | 0
Wood 1 Pole 70': 7911017000 | 0 | 0 | 0
Wood 3 Poles 65': 7911046500 | 0 | 0 | 0
WPC Transmission Line # 808 (D) Fowler Sub #423 Manzon | 0 | 0 | 0
Conductor, Oh Copper Bare 4: 1683030000 | 0 | 0 | 0
Crossarm Assemblies, Wood: 7914000000 | 0 | 0 | 0
Crossarm, Wood: 2451000000 | 0 | 0 | 0
Estimated Additions: 0010000000 | 0 | 0 | 0
Pin Insulators: 4271000000 | 0 | 0 | 0
Pole, Wood, 60': 6161600000 | 0 | 0 | 0
Pole, Wood, 65' Or Greater: 6161650000 | 0 | 0 | 0
Pole, Wood: 6161000000 | 0 | 0 | 0
Pole, Wood: 7911000000 | 0 | 0 | 0
Suspension Insulators: 4273000000 | 0 | 0 | 0
Wood 1 Pole 25': 7911012500 | 0 | 0 | 0
Wood 1 Pole 60': 7911016000 | 0 | 0 | 0
Wood 1 Pole 65': 7911016500 | 0 | 0 | 0
Wood 1 Pole 70': 7911017000 | 0 | 0 | 0
WPC Transmission Line # 812 (D) Manzanola REA #175 L2 | 0 | 0 | 0
Crossarm Assemblies, Wood: 7914000000 | 0 | 0 | 0
Pole, Wood: 7911000000 | 0 | 0 | 0
Suspension Insulators: 4273000000 | 0 | 0 | 0
Wood 1 Pole 60': 7911016000 | 0 | 0 | 0
Wood 1 Pole 65': 7911016500 | 0 | 0 | 0
WPC Transmission Line # 816 (D) Manzanola RES #174 L1 | 0 | 0 | 0
Anchors: 0140000000 | 0 | 0 | 0
Crossarm Assemblies, Wood: 7914000000 | 0 | 0 | 0
Crossarm, Wood: 2451000000 | 0 | 0 | 0
Estimated Additions: 0010000000 | 0 | 0 | 0
Pole, Wood, 60': 6161600000 | 0 | 0 | 0
Pole, Wood, 65' Or Greater: 6161650000 | 0 | 0 | 0
Pole, Wood: 7911000000 | 0 | 0 | 0
Suspension Insulators: 4273000000 | 0 | 0 | 0
Wood 1 Pole 55': 7911015500 | 0 | 0 | 0
Wood 1 Pole 60': 7911016000 | 0 | 0 | 0
Wood 1 Pole 65': 7911016500 | 0 | 0 | 0
WPC Transmission Line # 820 (D) Rocky Ford Sub #1 | 0 | 0 | 0
Conductor, Oh Copper Bare 4: 1683030000 | 0 | 0 | 0
Conductor, Oh: 1681000000 | 0 | 0 | 0
Crossarm Assemblies, Wood: 7914000000 | 0 | 0 | 0
Crossarm, Wood: 2451000000 | 0 | 0 | 0
Estimated Additions: 0010000000 | 0 | 0 | 0
Pole, Wood, 60': 6161600000 | 0 | 0 | 0
Pole, Wood: 7911000000 | 0 | 0 | 0
Suspension Insulators: 4273000000 | 0 | 0 | 0
Wood 1 Pole 60': 7911016000 | 0 | 0 | 0
Wood 1 Pole 65': 7911016500 | 0 | 0 | 0
Wood 2 Poles 65': 7911026500 | 0 | 0 | 0
Wood 3 Poles 70': 7911047000 | 0 | 0 | 0
WPC Transmission Line # 824 | 0 | 0 | 0
Anchors: 0140000000 | 0 | 0 | 0
Crossarm Assemblies, Wood: 7914000000 | 0 | 0 | 0
Estimated Additions: 0010000000 | 0 | 0 | 0
Guys: 4060000000 | 0 | 0 | 0
Pole, Wood, 65' Or Greater: 6161650000 | 0 | 0 | 0
Pole, Wood: 7911000000 | 0 | 0 | 0
Static Wire (Transmission Lines): 1682000000 | 0 | 0 | 0
Suspension Insulators: 4273000000 | 0 | 0 | 0
Wood 1 Pole 60': 7911016000 | 0 | 0 | 0
Wood 1 Pole 65': 7911016500 | 0 | 0 | 0
Wood 2 Poles 60': 7911026000 | 0 | 0 | 0
Wood 2 Poles 65': 7911026500 | 0 | 0 | 0
WPC Transmission Line # 826 (D) Phillips Tap #71 | 0 | 0 | 0
Anchors: 0140000000 | 0 | 0 | 0
Conductor, Oh: 1681000000 | 0 | 0 | 0
Crossarm Assemblies, Wood: 7914000000 | 0 | 0 | 0
Guys: 4060000000 | 0 | 0 | 0
Land Rights - Non-Depreciable: 4552XXXXXX | 0 | 0 | 0
Pole, Wood: 7911000000 | 0 | 0 | 0
Post Insulators: 4272000000 | 0 | 0 | 0
Static Wire (Transmission Lines): 1682000000 | 0 | 0 | 0
Suspension Insulators: 4273000000 | 0 | 0 | 0
Wood 1 Pole 55': 7911015500 | 0 | 0 | 0
Wood 1 Pole 60': 7911016000 | 0 | 0 | 0
Wood 1 Pole 65': 7911016500 | 0 | 0 | 0
WPC Transmission Line # 828 | 0 | 0 | 0
Anchors: 0140000000 | 0 | 0 | 0
Conductor, Oh Trans & Dist Bare: 1686000000 | 0 | 0 | 0
Crossarm Assemblies, Wood: 7914000000 | 0 | 0 | 0
Estimated Additions: 0010000000 | 0 | 0 | 0
Guys: 4060000000 | 0 | 0 | 0
Pole, Wood: 7911000000 | 0 | 0 | 0
Suspension Insulators: 4273000000 | 0 | 0 | 0
WPC Transmission Line # 832 (D) Manzanola Sub #1- Ordway | 0 | 0 | 0
Conductor, Oh: 1681000000 | 0 | 0 | 0
Crossarm Assemblies, Wood: 7914000000 | 0 | 0 | 0
Guys: 4060000000 | 0 | 0 | 0
Pole, Wood: 7911000000 | 0 | 0 | 0
Post Insulators: 4272000000 | 0 | 0 | 0
Static Wire (Transmission Lines): 1682000000 | 0 | 0 | 0
Suspension Insulators: 4273000000 | 0 | 0 | 0
Wood 1 Pole 65': 7911016500 | 0 | 0 | 0
Wood 2 Poles 70': 7911027000 | 0 | 0 | 0
WPC Transmission Line # 836 (D) Penrose Tap # 289-Portland | 0 | 0 | 0
Crossarm Assemblies, Wood: 7914000000 | 0 | 0 | 0
Estimated Additions: 0010000000 | 0 | 0 | 0
Pole, Other: 6169000000 | 0 | 0 | 0
Pole, Wood, 30' - 40': 6161400000 | 0 | 0 | 0
Pole, Wood: 6161000000 | 0 | 0 | 0
Pole, Wood: 7911000000 | 0 | 0 | 0
Suspension Insulators: 4273000000 | 0 | 0 | 0
Switches - Over 34500v: 7986900000 | 0 | 0 | 0
Wood 1 Pole 55': 7911015500 | 0 | 0 | 0
Wood 1 Pole 65': 7911016500 | 0 | 0 | 0
Wood 2 Poles 65': 7911026500 | 0 | 0 | 0
WPC Transmission Line # 840 (D) Holnam Switch #11 | 0 | 0 | 0
Anchors: 0140000000 | 0 | 0 | 0
Conductor, Oh: 1681000000 | 0 | 0 | 0
Crossarm Assemblies, Wood: 7914000000 | 0 | 0 | 0
Estimated Additions: 0010000000 | 0 | 0 | 0
Pole, Wood: 7911000000 | 0 | 0 | 0
Post Insulators: 4272000000 | 0 | 0 | 0
Static Wire (Transmission Lines): 1682000000 | 0 | 0 | 0
Suspension Insulators: 4273000000 | 0 | 0 | 0
Wood 1 Pole 65': 7911016500 | 0 | 0 | 0
WPC Transmission Line # 848 (D) Domtar Tap #326 | 0 | 0 | 0
Conductor, Oh: 1681000000 | 0 | 0 | 0
Crossarm Assemblies, Wood: 7914000000 | 0 | 0 | 0
Guys: 4060000000 | 0 | 0 | 0
Pin Insulators: 4271000000 | 0 | 0 | 0
Pole, Wood: 7911000000 | 0 | 0 | 0
Post Insulators: 4272000000 | 0 | 0 | 0
Scada Equip - Transmitter: 8191010000 | 0 | 0 | 0
Static Wire (Transmission Lines): 1682000000 | 0 | 0 | 0
Suspension Insulators: 4273000000 | 0 | 0 | 0
Switches - Over 34500v: 7986900000 | 0 | 0 | 0
Telemeter Eq - Transmit/Receive: 8192060000 | 0 | 0 | 0
WPC Transmission Line # 850 (D) Energy Fuels Tap #356 | 0 | 0 | 0
Crossarm Assemblies, Wood: 7914000000 | 0 | 0 | 0
Pole, Wood: 7911000000 | 0 | 0 | 0
Telemeter Eq - Transmit/Receive: 8192060000 | 0 | 0 | 0
Wood 1 Pole 70': 7911017000 | 0 | 0 | 0
Wood 2 Poles 60': 7911026000 | 0 | 0 | 0
Wood 3 Poles 65': 7911046500 | 0 | 0 | 0
WPC Transmission Line # 852 (D) Highland Tap-South Canon | 0 | 0 | 0
Crossarm Assemblies, Wood: 7914000000 | 0 | 0 | 0
Crossarm, Wood: 2451000000 | 0 | 0 | 0
Estimated Additions: 0010000000 | 0 | 0 | 0
Pole, Wood, 55': 6161550000 | 0 | 0 | 0
Pole, Wood, 65' Or Greater: 6161650000 | 0 | 0 | 0
Pole, Wood: 7911000000 | 0 | 0 | 0
Suspension Insulators: 4273000000 | 0 | 0 | 0
Wood 1 Pole 60': 7911016000 | 0 | 0 | 0
WPC Transmission Line # 856 (D) Canon Plant Tap - #434 | 0 | 0 | 0
Anchors: 0140000000 | 0 | 0 | 0
Conductor, Oh: 1681000000 | 0 | 0 | 0
Crossarm Assemblies, Wood: 7914000000 | 0 | 0 | 0
Estimated Additions: 0010000000 | 0 | 0 | 0
Pole, Wood: 7911000000 | 0 | 0 | 0
Post Insulators: 4272000000 | 0 | 0 | 0
Static Wire (Transmission Lines): 1682000000 | 0 | 0 | 0
Suspension Insulators: 4273000000 | 0 | 0 | 0
Wood 1 Pole 55': 7911015500 | 0 | 0 | 0
Wood 2 Poles 60': 7911026000 | 0 | 0 | 0
WPC Transmission Line # 868 (D) Canon Plant #1- North | 0 | 0 | 0
Conductor, Oh: 1681000000 | 0 | 0 | 0
Crossarm Assemblies, Wood: 7914000000 | 0 | 0 | 0
Pole, Wood: 7911000000 | 0 | 0 | 0
Static Wire (Transmission Lines): 1682000000 | 0 | 0 | 0
Wood 1 Pole 55': 7911015500 | 0 | 0 | 0
WPC Transmission Line # 872 (D) North Canon # 211 -#217 | 0 | 0 | 0
Crossarm Assemblies, Wood: 7914000000 | 0 | 0 | 0
Estimated Additions: 0010000000 | 0 | 0 | 0
Insulators-Pin & Cap-69kv: 4271069000 | 0 | 0 | 0
Pole, Wood: 7911000000 | 0 | 0 | 0
Post Insulators: 4272000000 | 0 | 0 | 0
Suspension Insulators: 4273000000 | 0 | 0 | 0
Wood 1 Pole 35': 7911013500 | 0 | 0 | 0
Wood 1 Pole 55': 7911015500 | 0 | 0 | 0
Wood 1 Pole 60': 7911016000 | 0 | 0 | 0
Wood 1 Pole 65': 7911016500 | 0 | 0 | 0
WPC Transmission Line # 880 (D) Florence # 165- E Canon | 0 | 0 | 0
Anchors: 0140000000 | 0 | 0 | 0
Conductor, Oh Tran&Dist Insulat: 1687000000 | 0 | 0 | 0
Conductor, Oh Trans & Dist Bare: 1686000000 | 0 | 0 | 0
Crossarm Assemblies, Wood: 7914000000 | 0 | 0 | 0
Estimated Additions: 0010000000 | 0 | 0 | 0
Guys: 4060000000 | 0 | 0 | 0
Pin Insulators: 4271000000 | 0 | 0 | 0
Pole, Wood: 7911000000 | 0 | 0 | 0
Post Insulators: 4272000000 | 0 | 0 | 0
Static Wire (Transmission Lines): 1682000000 | 0 | 0 | 0
Suspension Insulators: 4273000000 | 0 | 0 | 0
Wood 1 Pole 60': 7911016000 | 0 | 0 | 0
Wood 1 Pole 70': 7911017000 | 0 | 0 | 0
Wood 1 Pole 75': 7911017500 | 0 | 0 | 0
Wood 1 Pole 80': 7911018000 | 0 | 0 | 0
Wood 1 Pole 85': 7911018500 | 0 | 0 | 0
Wood 1 Pole 90': 7911019000 | 0 | 0 | 0
WPC Transmission Line # 882 (D) Energy Fuels Tap #356 | 0 | 0 | 0
Conductor, Oh: 1681000000 | 0 | 0 | 0
Conductor, Underground: 1690000000 | 0 | 0 | 0
Crossarm Assemblies, Wood: 7914000000 | 0 | 0 | 0
Guys: 4060000000 | 0 | 0 | 0
Insulators-Post-69kv: 4272069000 | 0 | 0 | 0
Land Rights - Non-Depreciable: 4552XXXXXX | 0 | 0 | 0
Pin Insulators: 4271000000 | 0 | 0 | 0
Pole, Wood: 7911000000 | 0 | 0 | 0
Post Insulators: 4272000000 | 0 | 0 | 0
Scada Equip - Transmitter: 8191010000 | 0 | 0 | 0
Static Wire (Transmission Lines): 1682000000 | 0 | 0 | 0
Suspension Insulators: 4273000000 | 0 | 0 | 0
Switches - Over 34500v: 7986900000 | 0 | 0 | 0
Telemeter Eq - Transmit/Receive: 8192060000 | 0 | 0 | 0
Wood 1 Pole 35': 7911013500 | 0 | 0 | 0
Wood 1 Pole 50': 7911015000 | 0 | 0 | 0
Wood 1 Pole 55': 7911015500 | 0 | 0 | 0
Wood 1 Pole 60': 7911016000 | 0 | 0 | 0
Wood 1 Pole 65': 7911016500 | 0 | 0 | 0
Wood 1 Pole 70': 7911017000 | 0 | 0 | 0
Wood 1 Pole 80': 7911018000 | 0 | 0 | 0
Wood 1 Pole 90': 7911019000 | 0 | 0 | 0
Wood 2 Poles 80' 70': 7911038070 | 0 | 0 | 0
WPC Transmission Line # 884 (D) Florence Sub #18 then #1 | 0 | 0 | 0
Airbrk-1ph-Man-15-45kv-<=600amps: 7981204506 | 0 | 0 | 0
Anchors: 0140000000 | 0 | 0 | 0
Conductor, Oh Acsr Bare 4/0: 1681070000 | 0 | 0 | 0
Conductor, Oh Copper Bare 266.8mcm: 1683080000 | 0 | 0 | 0
Conductor, Oh Copper Bare 798mcm&>: 1683100000 | 0 | 0 | 0
Crossarm Assemblies, Wood: 7914000000 | 0 | 0 | 0
Cutouts, 15,001-34,501 Volts: 2521034000 | 0 | 0 | 0
Estimated Additions: 0010000000 | 0 | 0 | 0
Guys: 4060000000 | 0 | 0 | 0
Insulators-Pin & Cap-15kv: 4271015000 | 0 | 0 | 0
Insulators-Post-69kv: 4272069000 | 0 | 0 | 0
Pole, Other: 7910000000 | 0 | 0 | 0
Pole, Wood, 30' - 40': 6161400000 | 0 | 0 | 0
Pole, Wood: 7911000000 | 0 | 0 | 0
Post Insulators: 4272000000 | 0 | 0 | 0
Suspension Insulators: 4273000000 | 0 | 0 | 0
Wood 1 Pole 50': 7911015000 | 0 | 0 | 0
Wood 1 Pole 55': 7911015500 | 0 | 0 | 0
Wood 1 Pole 60': 7911016000 | 0 | 0 | 0
WPC Transmission Line # 890 (D) Canon Plant #457 - Can Plant | 0 | 0 | 0
Conductor, Oh: 1681000000 | 0 | 0 | 0
Crossarm Assemblies, Wood: 7914000000 | 0 | 0 | 0
Land Rights - Non-Depreciable: 4552XXXXXX | 0 | 0 | 0
Pole, Wood: 7911000000 | 0 | 0 | 0
Static Wire (Transmission Lines): 1682000000 | 0 | 0 | 0
Telemeter Eq - Transmit/Receive: 8192060000 | 0 | 0 | 0
Wood 1 Pole 55': 7911015500 | 0 | 0 | 0
Wood 1 Pole 60': 7911016000 | 0 | 0 | 0
Wood 2 Poles 60': 7911026000 | 0 | 0 | 0
Wood 3 Poles 60': 7911046000 | 0 | 0 | 0
WPC Transmission Line # 892 (D) Penrose Sub #1-#59 | 0 | 0 | 0
Conductor, Oh: 1681000000 | 0 | 0 | 0
Crossarm Assemblies, Other: 7916000000 | 0 | 0 | 0
Crossarm Assemblies, Wood: 7914000000 | 0 | 0 | 0
Estimated Additions: 0010000000 | 0 | 0 | 0
Land Rights - Non-Depreciable: 4552XXXXXX | 0 | 0 | 0
Pole, Wood: 7911000000 | 0 | 0 | 0
Post Insulators: 4272000000 | 0 | 0 | 0
Static Wire (Transmission Lines): 1682000000 | 0 | 0 | 0
Wood 1 Pole 40': 7911014000 | 0 | 0 | 0
Wood 1 Pole 50': 7911015000 | 0 | 0 | 0
Wood 1 Pole 55': 7911015500 | 0 | 0 | 0
Wood 1 Pole 60': 7911016000 | 0 | 0 | 0
Wood 1 Pole 70': 7911017000 | 0 | 0 | 0
Wood 2 Poles 60': 7911026000 | 0 | 0 | 0
Wood 3 Poles 60': 7911046000 | 0 | 0 | 0
WPC Transmission Line # 894 (D) Canon City- S Canon | 0 | 0 | 0
Anchors: 0140000000 | 0 | 0 | 0
Conductor, Oh Copper Bare 4: 1683030000 | 0 | 0 | 0
Crossarm Assemblies, Wood: 7914000000 | 0 | 0 | 0
Crossarm, Wood: 2451000000 | 0 | 0 | 0
Estimated Additions: 0010000000 | 0 | 0 | 0
Guys: 4060000000 | 0 | 0 | 0
Insulators-Post- 115kv: 4272115000 | 0 | 0 | 0
Pole, Wood, 50': 6161500000 | 0 | 0 | 0
Pole, Wood, 55': 6161550000 | 0 | 0 | 0
Pole, Wood, 60': 6161600000 | 0 | 0 | 0
Pole, Wood, 65' Or Greater: 6161650000 | 0 | 0 | 0
Pole, Wood: 7911000000 | 0 | 0 | 0
Post Insulators: 4272000000 | 0 | 0 | 0
Suspension Insulators: 4273000000 | 0 | 0 | 0
WPC Unit Pueblo Indust Park Diesel | 203529.37 | 94447.5803 | 109081.7897
Estimated Additions: 0010000000 | 0 | 0 | 0
Step-Up Foundation: 8608600000 | 19999.98 | 9280.9687 | 10719.0113
Step-Up Transformer: 8609600000 | 183529.39 | 85166.6115 | 98362.7785
X - DNU - Retired Line | 0 | 0 | 0
Anchors: 0140000000 | 0 | 0 | 0
Arrester - 0-10,000 Volts: 0210100000 | 0 | 0 | 0
Arrester - 23,001-34,500 Volts: 0210690000 | 0 | 0 | 0
Cable, Oh-Quadruplex 1/0: 0844110000 | 0 | 0 | 0
Condtr, Oh Acsr Bare 798mcm & >: 1681100000 | 0 | 0 | 0
Conductor, Oh Copper Bare 4/0: 1683070000 | 0 | 0 | 0
Conductor, Oh Copper Bare 4: 1683030000 | 0 | 0 | 0
Conductor, Oh Copper Poly/WP 4: 1684030000 | 0 | 0 | 0
Conductor, Oh: 1681000000 | 0 | 0 | 0
Crossarm Assemblies, Steel: 7915000000 | 0 | 0 | 0
Crossarm Assemblies, Wood: 7914000000 | 0 | 0 | 0
Crossarm, Wood: 2451000000 | 0 | 0 | 0
Cutouts, 0-15,000 Volts DNU: 2521015000 | 0 | 0 | 0
Estimated Additions: 0010000000 | 0 | 0 | 0
Fence: 3220000000 | 0 | 0 | 0
Guys: 4060000000 | 0 | 0 | 0
Insulators-Post-69kv: 4272069000 | 0 | 0 | 0
Land Rights - Non-Depreciable: 4552XXXXXX | 0 | 0 | 0
Land: 4481XXXXXX | 0 | 0 | 0
Pin Insulators: 4271000000 | 0 | 0 | 0
Pole, Steel: 7912000000 | 0 | 0 | 0
Pole, Wood: 7911000000 | 0 | 0 | 0
Post Insulators: 4272000000 | 0 | 0 | 0
Static Wire (Transmission Lines): 1682000000 | 0 | 0 | 0
Steel 1 Pole 25': 7912012500 | 0 | 0 | 0
Steel 1 Pole 40': 7912014000 | 0 | 0 | 0
Steel 1 Pole 50': 7912015000 | 0 | 0 | 0
Steel 1 Pole 65': 7912016500 | 0 | 0 | 0
Suspension Insulators: 4273000000 | 0 | 0 | 0
Switches - 0-5000v: 7980500000 | 0 | 0 | 0
Switches - 7501 - 15000v: 7981500000 | 0 | 0 | 0
Switches - Over 34500v: 7986900000 | 0 | 0 | 0
Wood 1 Pole 25': 7911012500 | 0 | 0 | 0
Wood 1 Pole 30': 7911013000 | 0 | 0 | 0
Wood 1 Pole 35': 7911013500 | 0 | 0 | 0
Wood 1 Pole 40': 7911014000 | 0 | 0 | 0
Wood 1 Pole 45': 7911014500 | 0 | 0 | 0
Wood 1 Pole 50': 7911015000 | 0 | 0 | 0
Wood 1 Pole 55': 7911015500 | 0 | 0 | 0
Wood 1 Pole 60': 7911016000 | 0 | 0 | 0
Wood 1 Pole 65': 7911016500 | 0 | 0 | 0
Wood 1 Pole 70': 7911017000 | 0 | 0 | 0
Wood 1 Pole 75': 7911017500 | 0 | 0 | 0
Wood 1 Pole 80': 7911018000 | 0 | 0 | 0
Wood 1 Pole 85': 7911018500 | 0 | 0 | 0
Wood 1 Pole 90': 7911019000 | 0 | 0 | 0
Wood 1 Pole 95': 7911019500 | 0 | 0 | 0
Wood 2 Poles 110': 7911029800 | 0 | 0 | 0
Wood 2 Poles 60': 7911026000 | 0 | 0 | 0
Wood 2 Poles 65': 7911026500 | 0 | 0 | 0
Wood 2 Poles 70': 7911027000 | 0 | 0 | 0
Wood 5 Poles 35': 7911113500 | 0 | 0 | 0
X - DNU CO - BROOKSIDE - BROOKSIDE | 0 | 0 | 0
Insulators-Pin & Cap-15kv: 4271015000 | 0 | 0 | 0
X - DNU CO - PUEBLO FG - PUEBLO FRINGE | 0 | 0 | 0
Estimated Additions: 0010000000 | 0 | 0 | 0
X - DNU CO - PUEBLO RL1 - PUEBLO CNTY RUR - RKY FD | 0 | 0 | 0
Estimated Additions: 0010000000 | 0 | 0 | 0
X - DNU CO - ROCKVALE - ROCKVALE | 0 | 0 | 0
Estimated Additions: 0010000000 | 0 | 0 | 0
X - DNU CO - SWINK - SWINK | 0 | 0 | 0
Estimated Additions: 0010000000 | 0 | 0 | 0
X - DNU CO - TELLER RL - TELLER CNTY RUR | 0 | 0 | 0
Estimated Additions: 0010000000 | 0 | 0 | 0
Insulators-Post-25kv: 4272025000 | 0 | 0 | 0
X - DNU CO - VICTOR FG - VICTOR FRINGE | 0 | 0 | 0
Anchors: 0140000000 | 0 | 0 | 0
X - DNU CO - WLLIAMSBRG - WILLIAMSBURG | 0 | 0 | 0
Cutouts, 15,001-34,501 Volts: 2521034000 | 0 | 0 | 0
X DNU # 212 (T) Skala Tap - Portland Sub | 0 | 0 | 0
Crossarm Assemblies, Wood: 7914000000 | 0 | 0 | 0
Pole, Wood: 7911000000 | 0 | 0 | 0
X DNU 214 (T) Skala Tap-Skala Sub-NOW INCL W/212 | 0 | 0 | 0
Conductor, Oh: 1681000000 | 0 | 0 | 0
Crossarm Assemblies, Steel: 7915000000 | 0 | 0 | 0
Land Rights - Non-Depreciable: 4552XXXXXX | 0 | 0 | 0
Pole, Steel: 7912000000 | 0 | 0 | 0
Pole, Wood: 7911000000 | 0 | 0 | 0
Static Wire (Transmission Lines): 1682000000 | 0 | 0 | 0
X DNU 840 (D) Holcim Switch # 11- Portland Sub | 0 | 0 | 0
Anchors: 0140000000 | 0 | 0 | 0
Conductor, Oh: 1681000000 | 0 | 0 | 0
Crossarm Assemblies, Wood: 7914000000 | 0 | 0 | 0
Pole, Wood: 7911000000 | 0 | 0 | 0
Post Insulators: 4272000000 | 0 | 0 | 0
Static Wire (Transmission Lines): 1682000000 | 0 | 0 | 0
Suspension Insulators: 4273000000 | 0 | 0 | 0
ZDNU WPC Sub 30387 Fountain Lake (T) SUB | 0 | 0 | 0
Estimated Additions: 0010000000 | 0 | 0 | 0
Grand Total | 335077193.18 | 58390619.9877 | 276686573.1923

## 2024 Excluded Plant Data
accum_qty | accum_cost | allo_res | NBV | month | description | business_segment_desc | description | asset_loc | utility_account_id | property_unit | asset_id | description | eng_in_service_year | in_service_year | work_order_number
0 | 0 | 0 | 0 | 2024-12-01 | BH Colorado Electric Oper Co | Regulated Electric (122) | CO - TRANSMISSION PAGS | CO - PUEBLO (T) | 135200 | Estimated Additions: 0010000000 | 11248136 | Road Construction | 2012-01-01 | 2012-01-01 | 10027559
0 | 0 | 0 | 0 | 2024-12-01 | BH Colorado Electric Oper Co | Regulated Electric (122) | CO - TRANSMISSION PAGS | CO - PUEBLO (T) | 135200 | Estimated Additions: 0010000000 | 11313949 | P JIMINEZ & SITE ACCESS ROAD | 2011-04-20 | 2012-03-01 | 10028537
0 | 0 | 0 | 0 | 2024-12-01 | BH Colorado Electric Oper Co | Regulated Electric (122) | CO - TRANSMISSION PAGS | CO - PUEBLO (T) | 135200 | Roads: 7701300000 | 11675617 | SHARED-PETE JIMINEZ TURNING LANE/SITE ACCESS | 2011-04-20 | 2011-04-01 | 10028537
0 | 0 | 0 | 0 | 2024-12-01 | BH Colorado Electric Oper Co | Regulated Electric (122) | CO - TRANSMISSION PAGS | CO - PUEBLO (T) | 135200 | Roads: 7701300000 | 11675612 | SHARED-ROAD PAGS SITE ACCESS | 2012-01-01 | 2012-01-01 | 10027559
0 | 0 | 0 | 0 | 2024-12-01 | BH Colorado Electric Oper Co | Regulated Electric (122) | CO - TRANSMISSION PAGS | CO - PUEBLO (T) | 135300 | A dummy retirement unit: | 11708401 | A dummy retirement unit | 2012-01-01 | 2012-01-01 | 10042121
0 | 0 | 0 | 0 | 2024-12-01 | BH Colorado Electric Oper Co | Regulated Electric (122) | CO - TRANSMISSION PAGS | CO - PUEBLO (T) | 135300 | A dummy retirement unit: | 11708445 | A dummy retirement unit | 2012-01-01 | 2012-01-01 | 10042388
0 | 0 | 0 | 0 | 2024-12-01 | BH Colorado Electric Oper Co | Regulated Electric (122) | CO - TRANSMISSION PAGS | CO - PUEBLO (T) | 135300 | A dummy retirement unit: | 11708408 | A dummy retirement unit | 2012-01-01 | 2012-01-01 | 10040504
0 | 0 | 0 | 0 | 2024-12-01 | BH Colorado Electric Oper Co | Regulated Electric (122) | CO - TRANSMISSION PAGS | CO - PUEBLO (T) | 135300 | A dummy retirement unit: | 11708424 | A dummy retirement unit | 2011-04-20 | 2011-04-01 | 10027686
0 | 0 | 0 | 0 | 2024-12-01 | BH Colorado Electric Oper Co | Regulated Electric (122) | CO - TRANSMISSION PAGS | CO - PUEBLO (T) | 135300 | A dummy retirement unit: | 11708431 | A dummy retirement unit | 2012-01-01 | 2012-01-01 | 10027699
0 | 0 | 0 | 0 | 2024-12-01 | BH Colorado Electric Oper Co | Regulated Electric (122) | CO - TRANSMISSION PAGS | CO - PUEBLO (T) | 135300 | A dummy retirement unit: | 11708438 | A dummy retirement unit | 2012-01-01 | 2012-01-01 | 10042387
0 | 0 | 0 | 0 | 2024-12-01 | BH Colorado Electric Oper Co | Regulated Electric (122) | CO - TRANSMISSION PAGS | CO - PUEBLO (T) | 135300 | Arrester - Other DNU: | 11711325 | PAGS (T): ARRESTORS 96KV, VSTAR ANSI | 2011-04-20 | 2011-01-01 | 10027696
0 | 0 | 0 | 0 | 2024-12-01 | BH Colorado Electric Oper Co | Regulated Electric (122) | CO - TRANSMISSION PAGS | CO - PUEBLO (T) | 135300 | Breaker, 115 KV: 6212115115 | 11721876 | 115KV CIRCUIT BREAKERS | 2011-04-20 | 2011-01-01 | 10027690
0 | 0 | 0 | 0 | 2024-12-01 | BH Colorado Electric Oper Co | Regulated Electric (122) | CO - TRANSMISSION PAGS | CO - PUEBLO (T) | 135300 | Breaker, 230 KV: 6212115230 | 11708415 | Breaker, 230 KV | 2011-04-20 | 2011-01-01 | 10027541
0 | 0 | 0 | 0 | 2024-12-01 | BH Colorado Electric Oper Co | Regulated Electric (122) | CO - TRANSMISSION PAGS | CO - PUEBLO (T) | 135300 | Building - Station Control: 0630000026 | 11721909 | SWITCHYARD CONTROL BUILDING-13 PANELS | 2011-04-20 | 2011-04-01 | 10027689
0 | 0 | 0 | 0 | 2024-12-01 | BH Colorado Electric Oper Co | Regulated Electric (122) | CO - TRANSMISSION PAGS | CO - PUEBLO (T) | 135300 | BUILDING STRUCTURE: 0630100000 | 11721918 | SWITCHYARD STEEL STRUCTURE | 2011-04-20 | 2011-04-01 | 10027694
0 | 0 | 0 | 0 | 2024-12-01 | BH Colorado Electric Oper Co | Regulated Electric (122) | CO - TRANSMISSION PAGS | CO - PUEBLO (T) | 135300 | Bus and Station Conductor: 0770000000 | 11736039 | Bus and Station Conductor | 2011-04-20 | 2011-01-01 | 10027688
0 | 0 | 0 | 0 | 2024-12-01 | BH Colorado Electric Oper Co | Regulated Electric (122) | CO - TRANSMISSION PAGS | CO - PUEBLO (T) | 135300 | Estimated Additions: 0010000000 | 11041816 | Control Building | 2011-04-20 | 2011-09-01 | 10027689
0 | 0 | 0 | 0 | 2024-12-01 | BH Colorado Electric Oper Co | Regulated Electric (122) | CO - TRANSMISSION PAGS | CO - PUEBLO (T) | 135300 | Estimated Additions: 0010000000 | 11418259 | Commissioning | 2012-01-01 | 2012-05-01 | 10027699
0 | 0 | 0 | 0 | 2024-12-01 | BH Colorado Electric Oper Co | Regulated Electric (122) | CO - TRANSMISSION PAGS | CO - PUEBLO (T) | 135300 | Estimated Additions: 0010000000 | 11694943 | SITE DEVELOPMENT SWITCHYARD-AIRPORT PROJECT 10-20-2010 GC | 2012-01-01 | 2012-11-01 | 10040504
0 | 0 | 0 | 0 | 2024-12-01 | BH Colorado Electric Oper Co | Regulated Electric (122) | CO - TRANSMISSION PAGS | CO - PUEBLO (T) | 135300 | Estimated Additions: 0010000000 | 11041086 | Substation Construction | 2011-04-20 | 2011-09-01 | 10027541
0 | 0 | 0 | 0 | 2024-12-01 | BH Colorado Electric Oper Co | Regulated Electric (122) | CO - TRANSMISSION PAGS | CO - PUEBLO (T) | 135300 | Estimated Additions: 0010000000 | 11694971 | Bus, conductors, fitings | 2011-04-20 | 2012-11-01 | 10027688
0 | 0 | 0 | 0 | 2024-12-01 | BH Colorado Electric Oper Co | Regulated Electric (122) | CO - TRANSMISSION PAGS | CO - PUEBLO (T) | 135300 | Estimated Additions: 0010000000 | 11694948 | CCVT's | 2011-04-20 | 2012-11-01 | 10027692
0 | 0 | 0 | 0 | 2024-12-01 | BH Colorado Electric Oper Co | Regulated Electric (122) | CO - TRANSMISSION PAGS | CO - PUEBLO (T) | 135300 | Estimated Additions: 0010000000 | 11695073 | Service Transformer | 2011-04-20 | 2012-11-01 | 10027687
0 | 0 | 0 | 0 | 2024-12-01 | BH Colorado Electric Oper Co | Regulated Electric (122) | CO - TRANSMISSION PAGS | CO - PUEBLO (T) | 135300 | Estimated Additions: 0010000000 | 11485050 | Black & Veatch Engineering - PAGS Black & Veatch Engineering ? PAGS BLACK AND VEATCH ENGINEERING-PAGS | 2012-01-01 | 2012-06-01 | 10042121
0 | 0 | 0 | 0 | 2024-12-01 | BH Colorado Electric Oper Co | Regulated Electric (122) | CO - TRANSMISSION PAGS | CO - PUEBLO (T) | 135300 | Estimated Additions: 0010000000 | 11694958 | GSU Stub Base Poles | 2011-04-20 | 2012-11-01 | 10027695
0 | 0 | 0 | 0 | 2024-12-01 | BH Colorado Electric Oper Co | Regulated Electric (122) | CO - TRANSMISSION PAGS | CO - PUEBLO (T) | 135300 | Estimated Additions: 0010000000 | 11694880 | Structures | 2011-04-20 | 2012-11-01 | 10027694
0 | 0 | 0 | 0 | 2024-12-01 | BH Colorado Electric Oper Co | Regulated Electric (122) | CO - TRANSMISSION PAGS | CO - PUEBLO (T) | 135300 | Estimated Additions: 0010000000 | 11212610 | CCVT's | 2011-04-20 | 2011-12-01 | 10027692
0 | 0 | 0 | 0 | 2024-12-01 | BH Colorado Electric Oper Co | Regulated Electric (122) | CO - TRANSMISSION PAGS | CO - PUEBLO (T) | 135300 | Estimated Additions: 0010000000 | 11248160 | Black & Veatch Engineering - PAGS Black & Veatch Engineering ? PAGS BLACK AND VEATCH ENGINEERING-PAGS | 2012-01-01 | 2012-01-01 | 10042121
0 | 0 | 0 | 0 | 2024-12-01 | BH Colorado Electric Oper Co | Regulated Electric (122) | CO - TRANSMISSION PAGS | CO - PUEBLO (T) | 135300 | Estimated Additions: 0010000000 | 11161234 | Structures | 2011-04-20 | 2011-11-01 | 10027694
0 | 0 | 0 | 0 | 2024-12-01 | BH Colorado Electric Oper Co | Regulated Electric (122) | CO - TRANSMISSION PAGS | CO - PUEBLO (T) | 135300 | Estimated Additions: 0010000000 | 11248593 | BHCOE labor related to the Generation Managed Switchyard - PAGS project | 2012-01-01 | 2012-01-01 | 10042387
0 | 0 | 0 | 0 | 2024-12-01 | BH Colorado Electric Oper Co | Regulated Electric (122) | CO - TRANSMISSION PAGS | CO - PUEBLO (T) | 135300 | Estimated Additions: 0010000000 | 11695302 | Insulators | 2011-04-20 | 2012-11-01 | 10027693
0 | 0 | 0 | 0 | 2024-12-01 | BH Colorado Electric Oper Co | Regulated Electric (122) | CO - TRANSMISSION PAGS | CO - PUEBLO (T) | 135300 | Estimated Additions: 0010000000 | 11315170 | Control Building | 2011-04-20 | 2012-03-01 | 10027689
0 | 0 | 0 | 0 | 2024-12-01 | BH Colorado Electric Oper Co | Regulated Electric (122) | CO - TRANSMISSION PAGS | CO - PUEBLO (T) | 135300 | Estimated Additions: 0010000000 | 11694872 | 115kv Circiut Breakers | 2011-04-20 | 2012-11-01 | 10027690
0 | 0 | 0 | 0 | 2024-12-01 | BH Colorado Electric Oper Co | Regulated Electric (122) | CO - TRANSMISSION PAGS | CO - PUEBLO (T) | 135300 | Estimated Additions: 0010000000 | 11695216 | Switchyard Trench | 2011-04-20 | 2012-11-01 | 10027686
0 | 0 | 0 | 0 | 2024-12-01 | BH Colorado Electric Oper Co | Regulated Electric (122) | CO - TRANSMISSION PAGS | CO - PUEBLO (T) | 135300 | Estimated Additions: 0010000000 | 11695026 | NTD Holdco labor related to the Generation Managed Switchyard - PAGS project | 2012-01-01 | 2012-11-01 | 10042388
0 | 0 | 0 | 0 | 2024-12-01 | BH Colorado Electric Oper Co | Regulated Electric (122) | CO - TRANSMISSION PAGS | CO - PUEBLO (T) | 135300 | Estimated Additions: 0010000000 | 11315004 | Substation Construction | 2011-04-20 | 2012-03-01 | 10027541
0 | 0 | 0 | 0 | 2024-12-01 | BH Colorado Electric Oper Co | Regulated Electric (122) | CO - TRANSMISSION PAGS | CO - PUEBLO (T) | 135300 | Estimated Additions: 0010000000 | 11248368 | Commissioning | 2012-01-01 | 2012-01-01 | 10027699
0 | 0 | 0 | 0 | 2024-12-01 | BH Colorado Electric Oper Co | Regulated Electric (122) | CO - TRANSMISSION PAGS | CO - PUEBLO (T) | 135300 | Estimated Additions: 0010000000 | 11237831 | P JIMINEZ & SITE ACCESS ROAD | 2011-04-20 | 2011-04-01 | 10028537
0 | 0 | 0 | 0 | 2024-12-01 | BH Colorado Electric Oper Co | Regulated Electric (122) | CO - TRANSMISSION PAGS | CO - PUEBLO (T) | 135300 | Estimated Additions: 0010000000 | 11248391 | NTD Holdco labor related to the Generation Managed Switchyard - PAGS project | 2012-01-01 | 2012-01-01 | 10042388
0 | 0 | 0 | 0 | 2024-12-01 | BH Colorado Electric Oper Co | Regulated Electric (122) | CO - TRANSMISSION PAGS | CO - PUEBLO (T) | 135300 | Estimated Additions: 0010000000 | 11694922 | 115KV Disconnect Switches | 2011-04-20 | 2012-11-01 | 10027706
0 | 0 | 0 | 0 | 2024-12-01 | BH Colorado Electric Oper Co | Regulated Electric (122) | CO - TRANSMISSION PAGS | CO - PUEBLO (T) | 135300 | Estimated Additions: 0010000000 | 11695251 | BHCOE labor related to the Generation Managed Switchyard - PAGS project | 2012-01-01 | 2012-11-01 | 10042387
0 | 0 | 0 | 0 | 2024-12-01 | BH Colorado Electric Oper Co | Regulated Electric (122) | CO - TRANSMISSION PAGS | CO - PUEBLO (T) | 135300 | Estimated Additions: 0010000000 | 11248245 | SITE DEVELOPMENT SWITCHYARD-AIRPORT PROJECT 10-20-2010 GC | 2012-01-01 | 2012-01-01 | 10040504
0 | 0 | 0 | 0 | 2024-12-01 | BH Colorado Electric Oper Co | Regulated Electric (122) | CO - TRANSMISSION PAGS | CO - PUEBLO (T) | 135300 | Estimated Additions: 0010000000 | 11695452 | Surge Arrestors | 2011-04-20 | 2012-11-01 | 10027696
0 | 0 | 0 | 0 | 2024-12-01 | BH Colorado Electric Oper Co | Regulated Electric (122) | CO - TRANSMISSION PAGS | CO - PUEBLO (T) | 135300 | Insulator: | 11711318 | PAGS: (T) INSULATORS | 2011-04-20 | 2011-01-01 | 10027693
0 | 0 | 0 | 0 | 2024-12-01 | BH Colorado Electric Oper Co | Regulated Electric (122) | CO - TRANSMISSION PAGS | CO - PUEBLO (T) | 135300 | STATION SERVICE TRANSFORMER: 8607400000 | 11721927 | TRANSFORMER: SERVICE SSVT 550-100 | 2011-04-20 | 2011-04-01 | 10027687
0 | 0 | 0 | 0 | 2024-12-01 | BH Colorado Electric Oper Co | Regulated Electric (122) | CO - TRANSMISSION PAGS | CO - PUEBLO (T) | 135300 | Structure: 7911100000 | 11736023 | SINGLE CIRCUIT DEADEND-75 FT | 2011-04-20 | 2011-04-01 | 10027695
0 | 0 | 0 | 0 | 2024-12-01 | BH Colorado Electric Oper Co | Regulated Electric (122) | CO - TRANSMISSION PAGS | CO - PUEBLO (T) | 135300 | Structure: 7911100000 | 11736030 | DOUBLE CIRCUIT DEADEND 85 FT | 2011-04-20 | 2011-04-01 | 10027695
0 | 0 | 0 | 0 | 2024-12-01 | BH Colorado Electric Oper Co | Regulated Electric (122) | CO - TRANSMISSION PAGS | CO - PUEBLO (T) | 135300 | Structure: 7911100000 | 11736033 | SINGLE CIRCUIT DEADEND 70 FT | 2011-04-20 | 2011-04-01 | 10027695
0 | 0 | 0 | 0 | 2024-12-01 | BH Colorado Electric Oper Co | Regulated Electric (122) | CO - TRANSMISSION PAGS | CO - PUEBLO (T) | 135300 | Structure: 7911100000 | 11736036 | SINGLE CIRCUIT DEADEND-80 FT | 2011-04-20 | 2011-04-01 | 10027695
0 | 0 | 0 | 0 | 2024-12-01 | BH Colorado Electric Oper Co | Regulated Electric (122) | CO - TRANSMISSION PAGS | CO - PUEBLO (T) | 135300 | Switches-Disconnect >= 115kv: | 11711302 | PAGS (T): 115KV DISCONNECT SWITCHES | 2011-04-20 | 2011-01-01 | 10027706
0 | 0 | 0 | 0 | 2024-12-01 | BH Colorado Electric Oper Co | Regulated Electric (122) | CO - TRANSMISSION PAGS | CO - PUEBLO (T) | 135300 | TRANSFORMER, VOLTAGE: 8608500000 | 11711309 | PAGS (T): 115KV CAP. VOLTAGE TRANSFORMER | 2011-04-20 | 2011-01-01 | 10027692
0 | 49853.55 | 7383.3462 | 42470.2038 | 2024-12-01 | BH Colorado Electric Oper Co | Regulated Electric (122) | CO- GENERATION PAGS (G) PAGS COMMON | BHCOE PAGS UNIT 1 | 135301 | Step-Up Foundation: 8608600000 | 29640619 | SHARED - PAGS 1 Concrete Pad for Spare Generator Step-Up Transformer (GSU) | 2017-07-01 | 2017-10-01 | 10058914
1 | 2492412.94 | 615213.5517 | 1877199.3883 | 2024-12-01 | BH Colorado Electric Oper Co | Regulated Electric (122) | CO- GENERATION PAGS (G) PAGS COMMON | BHCOE PAGS UNIT 1 | 135301 | Step-Up Transformer: 8609600000 | 29640588 | PAGS 1-Generator Step Up Transformer (GSU) sn P186003 | 2012-01-01 | 2012-01-01 | 10027525
0 | 49853.57 | 7383.3491 | 42470.2209 | 2024-12-01 | BH Colorado Electric Oper Co | Regulated Electric (122) | CO- GENERATION PAGS (G) PAGS COMMON | BHCOE PAGS UNIT 2 | 135301 | Step-Up Foundation: 8608600000 | 29640641 | SHARED - PAGS 2 Concrete Pad for Spare Generator Step-Up Transformer (GSU) | 2017-07-01 | 2017-10-01 | 10058914
1 | 2492412.9 | 615213.5418 | 1877199.3582 | 2024-12-01 | BH Colorado Electric Oper Co | Regulated Electric (122) | CO- GENERATION PAGS (G) PAGS COMMON | BHCOE PAGS UNIT 2 | 135301 | Step-Up Transformer: 8609600000 | 29640577 | PAGS 2-Generator Step Up Transformer (GSU) sn P186004 | 2012-01-01 | 2012-01-01 | 10027525
0 | 0 | 0 | 0 | 2024-12-01 | BH Colorado Electric Oper Co | Regulated Electric (122) | CO- GENERATION PAGS (G) PAGS COMMON | CO- PUEBLO (G) | 135300 | A dummy retirement unit: | 11708394 | A dummy retirement unit | 2012-01-01 | 2012-01-01 | 10028132
0 | 0 | 0 | 0 | 2024-12-01 | BH Colorado Electric Oper Co | Regulated Electric (122) | COE Elec 115kV Transmission Lines | 205 (T) Hogback Sub - N Penrose Sub | 135001 | Estimated Additions: 0010000000 | 36933438 | Divestiture 951 Valley Dr Penrose CO | 2023-02-20 | 2023-03-01 | 10081735
0 | 0 | 0 | 0 | 2024-12-01 | BH Colorado Electric Oper Co | Regulated Electric (122) | COE Elec 115kV Transmission Lines | 205 (T) Hogback Sub - N Penrose Sub | 135001 | Land: 4481XXXXXX | 38897940 | Land-80 Acres NWNW 27-18-68 Tr 104 & SWNW 27-18-68 Tr 119 Penrose CO Undeveloped Vacant Land | 2022-10-01 | 2022-10-01 | 10081378
0 | 0 | 0 | 0 | 2024-12-01 | BH Colorado Electric Oper Co | Regulated Electric (122) | COE Elec 115kV Transmission Lines | 205 (T) Hogback Sub - N Penrose Sub | 135001 | Land: 4481XXXXXX | 36295465 | Land-35 Acres 951 Valley Drive Penrose CO Undeveloped Vacant Land | 2022-10-31 | 2022-10-01 | 10081378
0 | 0 | 0 | 0 | 2024-12-01 | BH Colorado Electric Oper Co | Regulated Electric (122) | COE Elec 115kV Transmission Lines | 205 (T) Hogback Sub - N Penrose Sub | 135001 | Land: 4481XXXXXX | 36295470 | Land-80 Acres NWNW 27-18-68 Tr 104 & SWNW 27-18-68 Tr 119 Penrose CO Undeveloped Vacant Land | 2022-10-31 | 2022-10-01 | 10081378
0 | 0 | 0 | 0 | 2024-12-01 | BH Colorado Electric Oper Co | Regulated Electric (122) | COE Elec 115kV Transmission Lines | 205 (T) Hogback Sub - N Penrose Sub | 135002 | Estimated Additions: 0010000000 | 37616525 | This work order is to build a new 115kV Transmission line from Canon City to Pueblo. Line is approx 40 miles. The COE Renewable Advantage solar project will interconnect with this line. CPCN and county 1041 permits are approved | 2023-02-21 | 2023-07-01 | 10055994
0 | 0 | 0 | 0 | 2024-12-01 | BH Colorado Electric Oper Co | Regulated Electric (122) | COE Elec 115kV Transmission Lines | 205 (T) Hogback Sub - N Penrose Sub | 135002 | Estimated Additions: 0010000000 | 36786067 | Divestiture 951 Valley Dr Penrose CO | 2023-02-20 | 2023-02-01 | 10081735
0 | 0 | 0 | 0 | 2024-12-01 | BH Colorado Electric Oper Co | Regulated Electric (122) | COE Elec 115kV Transmission Lines | 205 (T) Hogback Sub - N Penrose Sub | 135002 | Land Rights - Non-Depreciable: 4552XXXXXX | 37145717 | Land Rights - Non-Depreciable | 2023-02-20 | 2023-02-20 | 10081735
0 | 962658.74 | -624.496 | 963283.236 | 2024-12-01 | BH Colorado Electric Oper Co | Regulated Electric (122) | COE Elec 115kV Transmission Lines | 205 (T) Hogback Sub - N Penrose Sub | 135002 | Right-Of-Ways - Non-Depreciable: 4554XXXXXX | 37655835 | Right-Of-Ways - Non-Depreciable | 2023-02-21 | 2023-02-01 | 10055994
0 | 72519.04 | -78.4061 | 72597.4461 | 2024-12-01 | BH Colorado Electric Oper Co | Regulated Electric (122) | COE Elec 115kV Transmission Lines | 205 (T) Hogback Sub - N Penrose Sub | 135002 | Right-Of-Ways - Non-Depreciable: 4554XXXXXX | 36948569 | Right-Of-Ways - Non-Depreciable | 2022-10-31 | 2022-10-01 | 10081378
0 | 734484.72 | -794.1102 | 735278.8302 | 2024-12-01 | BH Colorado Electric Oper Co | Regulated Electric (122) | COE Elec 115kV Transmission Lines | 205 (T) Hogback Sub - N Penrose Sub | 135002 | Right-Of-Ways - Non-Depreciable: 4554XXXXXX | 38898500 | Right-Of-Ways - Non-Depreciable | 2022-10-31 | 2022-10-01 | 10081378
110 | 16086.95 | 304.4793 | 15782.4707 | 2024-12-01 | BH Colorado Electric Oper Co | Regulated Electric (122) | COE Elec 115kV Transmission Lines | 205 (T) Hogback Sub - N Penrose Sub | 135500 | Anchors: 0140000000 | 37655760 | Anchors | 2023-02-21 | 2023-01-01 | 10055994
40 | 83411.83 | 1578.744 | 81833.086 | 2024-12-01 | BH Colorado Electric Oper Co | Regulated Electric (122) | COE Elec 115kV Transmission Lines | 205 (T) Hogback Sub - N Penrose Sub | 135500 | Crossarm, Assy: 2453000000 | 37655826 | Crossarm, Assy | 2023-02-21 | 2023-01-01 | 10055994
0 | 0 | 0 | 0 | 2024-12-01 | BH Colorado Electric Oper Co | Regulated Electric (122) | COE Elec 115kV Transmission Lines | 205 (T) Hogback Sub - N Penrose Sub | 135500 | Estimated Additions: 0010000000 | 36933367 | This work order is to build a new 115kV Transmission line from Canon City to Pueblo. Line is approx 40 miles. The COE Renewable Advantage solar project will interconnect with this line. CPCN and county 1041 permits are approved | 2023-02-21 | 2023-03-01 | 10055994
0 | 0 | 0 | 0 | 2024-12-01 | BH Colorado Electric Oper Co | Regulated Electric (122) | COE Elec 115kV Transmission Lines | 205 (T) Hogback Sub - N Penrose Sub | 135500 | Estimated Additions: 0010000000 | 36755307 | This work order is to build a new 115kV Transmission line from Canon City to Pueblo. Line is approx 40 miles. The COE Renewable Advantage solar project will interconnect with this line. CPCN and county 1041 permits are approved | 2023-02-21 | 2023-02-01 | 10055994
246 | 19046.93 | 360.5031 | 18686.4269 | 2024-12-01 | BH Colorado Electric Oper Co | Regulated Electric (122) | COE Elec 115kV Transmission Lines | 205 (T) Hogback Sub - N Penrose Sub | 135500 | Guys: 4060000000 | 37655781 | Guys | 2023-02-21 | 2023-01-01 | 10055994
166 | 16373362.61 | 309900.2715 | 16063462.3385 | 2024-12-01 | BH Colorado Electric Oper Co | Regulated Electric (122) | COE Elec 115kV Transmission Lines | 205 (T) Hogback Sub - N Penrose Sub | 135500 | Pole, Steel: 6165000000 | 37655817 | Pole, Steel | 2023-02-21 | 2023-01-01 | 10055994
2 | 14874.39 | 281.5291 | 14592.8609 | 2024-12-01 | BH Colorado Electric Oper Co | Regulated Electric (122) | COE Elec 115kV Transmission Lines | 205 (T) Hogback Sub - N Penrose Sub | 135500 | Pole, Wood, 50': 6161500000 | 37655787 | Pole, Wood, 50' | 2023-02-21 | 2023-01-01 | 10055994
4 | 26728 | 505.8835 | 26222.1165 | 2024-12-01 | BH Colorado Electric Oper Co | Regulated Electric (122) | COE Elec 115kV Transmission Lines | 205 (T) Hogback Sub - N Penrose Sub | 135500 | Pole, Wood, 55': 6161550000 | 37655790 | Pole, Wood, 55' | 2023-02-21 | 2023-01-01 | 10055994
13 | 108887.4 | 2060.9227 | 106826.4773 | 2024-12-01 | BH Colorado Electric Oper Co | Regulated Electric (122) | COE Elec 115kV Transmission Lines | 205 (T) Hogback Sub - N Penrose Sub | 135500 | Pole, Wood, 60': 6161600000 | 37655793 | Pole, Wood, 60' | 2023-02-21 | 2023-01-01 | 10055994
118 | 1621915.16 | 30698.1504 | 1591217.0096 | 2024-12-01 | BH Colorado Electric Oper Co | Regulated Electric (122) | COE Elec 115kV Transmission Lines | 205 (T) Hogback Sub - N Penrose Sub | 135500 | Pole, Wood, 65' Or Greater: 6161650000 | 37655796 | Pole, Wood, 65' Or Greater | 2023-02-21 | 2023-01-01 | 10055994
306800 | 1032272.54 | 23319.3567 | 1008953.1833 | 2024-12-01 | BH Colorado Electric Oper Co | Regulated Electric (122) | COE Elec 115kV Transmission Lines | 205 (T) Hogback Sub - N Penrose Sub | 135600 | Conductor, Oh Acsr Bare 795 Mcm: 1681097950 | 37655829 | Conductor, Oh Acsr Bare 795 Mcm | 2023-02-21 | 2023-01-01 | 10055994
0 | 0 | 0 | 0 | 2024-12-01 | BH Colorado Electric Oper Co | Regulated Electric (122) | COE Elec 115kV Transmission Lines | 205 (T) Hogback Sub - N Penrose Sub | 135600 | Estimated Additions: 0010000000 | 36933370 | This work order is to build a new 115kV Transmission line from Canon City to Pueblo. Line is approx 40 miles. The COE Renewable Advantage solar project will interconnect with this line. CPCN and county 1041 permits are approved | 2023-02-21 | 2023-03-01 | 10055994
0 | 0 | 0 | 0 | 2024-12-01 | BH Colorado Electric Oper Co | Regulated Electric (122) | COE Elec 115kV Transmission Lines | 205 (T) Hogback Sub - N Penrose Sub | 135600 | Estimated Additions: 0010000000 | 36755310 | This work order is to build a new 115kV Transmission line from Canon City to Pueblo. Line is approx 40 miles. The COE Renewable Advantage solar project will interconnect with this line. CPCN and county 1041 permits are approved | 2023-02-21 | 2023-02-01 | 10055994
98800 | 484308.91 | 10940.6884 | 473368.2216 | 2024-12-01 | BH Colorado Electric Oper Co | Regulated Electric (122) | COE Elec 115kV Transmission Lines | 205 (T) Hogback Sub - N Penrose Sub | 135600 | FIBER OPTIC GROUND WIRE: 1683000000 | 37655778 | FIBER OPTIC GROUND WIRE | 2023-02-21 | 2023-01-01 | 10055994
155 | 80077.18 | 1808.9683 | 78268.2117 | 2024-12-01 | BH Colorado Electric Oper Co | Regulated Electric (122) | COE Elec 115kV Transmission Lines | 205 (T) Hogback Sub - N Penrose Sub | 135600 | Post Insulators: 4272000000 | 37655823 | Post Insulators | 2023-02-21 | 2023-01-01 | 10055994
52000 | 119249.25 | 2693.8775 | 116555.3725 | 2024-12-01 | BH Colorado Electric Oper Co | Regulated Electric (122) | COE Elec 115kV Transmission Lines | 205 (T) Hogback Sub - N Penrose Sub | 135600 | Static Wire (Transmission Lines): 1682000000 | 37655775 | Static Wire (Transmission Lines) | 2023-02-21 | 2023-01-01 | 10055994
110 | 22272.26 | 503.1373 | 21769.1227 | 2024-12-01 | BH Colorado Electric Oper Co | Regulated Electric (122) | COE Elec 115kV Transmission Lines | 205 (T) Hogback Sub - N Penrose Sub | 135600 | Suspension Insulators: 4273000000 | 37655784 | Suspension Insulators | 2023-02-21 | 2023-01-01 | 10055994
0 | 0 | 0 | 0 | 2024-12-01 | BH Colorado Electric Oper Co | Regulated Electric (122) | COE Elec 115kV Transmission Lines | 207 (T) Canon W. Sub - PSCO Junct | 135500 | A dummy retirement unit: | 34777916 | A dummy retirement unit | 2021-08-20 | 2021-08-20 | 10076209
5 | 357.75 | 300.1885 | 57.5615 | 2024-12-01 | BH Colorado Electric Oper Co | Regulated Electric (122) | COE Elec 115kV Transmission Lines | 207 (T) Canon W. Sub - PSCO Junct | 135500 | Crossarm Assemblies, Wood: 7914000000 | 21747747 | CROSSARM ASSEMBLIES, WOOD | 1958-07-01 | 1958-07-01 | 50507XFER
3 | 185.04 | 143.5933 | 41.4467 | 2024-12-01 | BH Colorado Electric Oper Co | Regulated Electric (122) | COE Elec 115kV Transmission Lines | 207 (T) Canon W. Sub - PSCO Junct | 135500 | Crossarm Assemblies, Wood: 7914000000 | 21747817 | CROSSARM ASSEMBLIES, WOOD | 1963-07-01 | 1963-07-01 | 50507XFER
299 | 17241.68 | 14467.5164 | 2774.1636 | 2024-12-01 | BH Colorado Electric Oper Co | Regulated Electric (122) | COE Elec 115kV Transmission Lines | 207 (T) Canon W. Sub - PSCO Junct | 135500 | Crossarm Assemblies, Wood: 7914000000 | 21747803 | CROSSARM ASSEMBLIES, WOOD | 1958-07-01 | 1958-07-01 | 50507XFER
11 | 705.27 | 591.793 | 113.477 | 2024-12-01 | BH Colorado Electric Oper Co | Regulated Electric (122) | COE Elec 115kV Transmission Lines | 207 (T) Canon W. Sub - PSCO Junct | 135500 | Crossarm Assemblies, Wood: 7914000000 | 21747761 | CROSSARM ASSEMBLIES, WOOD | 1958-07-01 | 1958-07-01 | 50507XFER
1 | 22118.85 | 697.7427 | 21421.1073 | 2024-12-01 | BH Colorado Electric Oper Co | Regulated Electric (122) | COE Elec 115kV Transmission Lines | 207 (T) Canon W. Sub - PSCO Junct | 135500 | Crossarm, Assy: 2453000000 | 37069368 | Crossarm, Assy | 2022-11-15 | 2022-01-01 | 10081173
8 | 34983.29 | 220.7106 | 34762.5794 | 2024-12-01 | BH Colorado Electric Oper Co | Regulated Electric (122) | COE Elec 115kV Transmission Lines | 207 (T) Canon W. Sub - PSCO Junct | 135500 | Estimated Additions: 0010000000 | 39353682 | Replace tangent H-frame structure Str. 378 (poles 37061953 and 37062081). Structure has a broken crossarm. The entire structure was replaced due to condition of existing poles/hardware. New structure will improve phase spacing on long adjacent spans | 2024-07-01 | 2024-07-01 | 10086498
2 | 0 | 0 | 0 | 2024-12-01 | BH Colorado Electric Oper Co | Regulated Electric (122) | COE Elec 115kV Transmission Lines | 207 (T) Canon W. Sub - PSCO Junct | 135500 | Estimated Additions: 0010000000 | 33608861 | This work order will be used to remediate the three LiDAR violations on the 115kV Canon West to Tallahasee Tap line segment. The work will include replacing three H-frame structures. | 2021-08-20 | 2021-08-01 | 10076209
0 | 0 | 0 | 0 | 2024-12-01 | BH Colorado Electric Oper Co | Regulated Electric (122) | COE Elec 115kV Transmission Lines | 207 (T) Canon W. Sub - PSCO Junct | 135500 | Estimated Additions: 0010000000 | 36460860 | Replace broken cross brace Pole ID 37062348 | 2022-11-15 | 2022-12-01 | 10081173
4 | 2203.09 | 13.8994 | 2189.1906 | 2024-12-01 | BH Colorado Electric Oper Co | Regulated Electric (122) | COE Elec 115kV Transmission Lines | 207 (T) Canon W. Sub - PSCO Junct | 135500 | Estimated Additions: 0010000000 | 39959887 | Replace tangent H-frame structure Str. 378 (poles 37061953 and 37062081). Structure has a broken crossarm. The entire structure was replaced due to condition of existing poles/hardware. New structure will improve phase spacing on long adjacent spans | 2024-07-01 | 2024-11-01 | 10086498
6 | 135064.46 | 38345.6781 | 96718.7819 | 2024-12-01 | BH Colorado Electric Oper Co | Regulated Electric (122) | COE Elec 115kV Transmission Lines | 207 (T) Canon W. Sub - PSCO Junct | 135500 | Pole, Steel: 7912000000 | 21747845 | POLE, STEEL | 2002-06-26 | 2002-01-01 | 50507XFER
283 | 151957.79 | 127507.9822 | 24449.8078 | 2024-12-01 | BH Colorado Electric Oper Co | Regulated Electric (122) | COE Elec 115kV Transmission Lines | 207 (T) Canon W. Sub - PSCO Junct | 135500 | Pole, Wood, 60': 6161600000 | 21747789 | Pole, Wood, 60' | 1958-07-01 | 1958-07-01 | 50507XFER
1 | 296.78 | 230.3048 | 66.4752 | 2024-12-01 | BH Colorado Electric Oper Co | Regulated Electric (122) | COE Elec 115kV Transmission Lines | 207 (T) Canon W. Sub - PSCO Junct | 135500 | Pole, Wood: 7911000000 | 21747824 | POLE, WOOD | 1963-07-01 | 1963-07-01 | 50507XFER
11 | 9182.98 | 7705.4506 | 1477.5294 | 2024-12-01 | BH Colorado Electric Oper Co | Regulated Electric (122) | COE Elec 115kV Transmission Lines | 207 (T) Canon W. Sub - PSCO Junct | 135500 | Pole, Wood: 7911000000 | 21747782 | POLE, WOOD | 1958-07-01 | 1958-07-01 | 50507XFER
2 | 15046.72 | 5790.7451 | 9255.9749 | 2024-12-01 | BH Colorado Electric Oper Co | Regulated Electric (122) | COE Elec 115kV Transmission Lines | 207 (T) Canon W. Sub - PSCO Junct | 135500 | Pole, Wood: 7911000000 | 21747838 | POLE, WOOD | 1994-07-01 | 1994-07-01 | 50507XFER
3 | 1678.44 | 1302.4895 | 375.9505 | 2024-12-01 | BH Colorado Electric Oper Co | Regulated Electric (122) | COE Elec 115kV Transmission Lines | 207 (T) Canon W. Sub - PSCO Junct | 135500 | Pole, Wood: 7911000000 | 21747810 | POLE, WOOD | 1963-07-01 | 1963-07-01 | 50507XFER
2 | 7653.15 | 2945.3224 | 4707.8276 | 2024-12-01 | BH Colorado Electric Oper Co | Regulated Electric (122) | COE Elec 115kV Transmission Lines | 207 (T) Canon W. Sub - PSCO Junct | 135500 | Pole, Wood: 7911000000 | 21747831 | POLE, WOOD | 1994-07-01 | 1994-07-01 | 50507XFER
6 | 3863.7 | 3242.0358 | 621.6642 | 2024-12-01 | BH Colorado Electric Oper Co | Regulated Electric (122) | COE Elec 115kV Transmission Lines | 207 (T) Canon W. Sub - PSCO Junct | 135500 | Pole, Wood: 7911000000 | 21747775 | POLE, WOOD | 1958-07-01 | 1958-07-01 | 50507XFER
32 | 17077.51 | 14329.7612 | 2747.7488 | 2024-12-01 | BH Colorado Electric Oper Co | Regulated Electric (122) | COE Elec 115kV Transmission Lines | 207 (T) Canon W. Sub - PSCO Junct | 135500 | Pole, Wood: 7911000000 | 21747768 | POLE, WOOD | 1958-07-01 | 1958-07-01 | 50507XFER
125558 | 52337.16 | 52415.8615 | -78.7015 | 2024-12-01 | BH Colorado Electric Oper Co | Regulated Electric (122) | COE Elec 115kV Transmission Lines | 207 (T) Canon W. Sub - PSCO Junct | 135600 | Conductor, Oh: 1681000000 | 21747754 | CONDUCTOR, OVERHEAD | 1958-07-01 | 1958-07-01 | 50507XFER
125558 | 19528.74 | 19558.1061 | -29.3661 | 2024-12-01 | BH Colorado Electric Oper Co | Regulated Electric (122) | COE Elec 115kV Transmission Lines | 207 (T) Canon W. Sub - PSCO Junct | 135600 | Static Wire (Transmission Lines): 1682000000 | 21747796 | STATIC WIRE (TRANSMISSION LINES) | 1958-07-01 | 1958-07-01 | 50507XFER
1 | 450.15 | -12.9461 | 463.0961 | 2024-12-01 | BH Colorado Electric Oper Co | Regulated Electric (122) | COE Elec 115kV Transmission Lines | 210-(T) Canon Plant-Hogback-Canon West Sub | 135002 | Land Rights - Non-Depreciable: 4552XXXXXX | 21754777 | LAND RIGHTS | 1958-07-01 | 1958-07-01 | 10058860
1 | 450.15 | -12.9461 | 463.0961 | 2024-12-01 | BH Colorado Electric Oper Co | Regulated Electric (122) | COE Elec 115kV Transmission Lines | 210-(T) Canon Plant-Hogback-Canon West Sub | 135002 | Land Rights - Non-Depreciable: 4552XXXXXX | 21754831 | LAND RIGHTS | 1958-07-01 | 1958-07-01 | 10058860
1 | 450.15 | -12.9461 | 463.0961 | 2024-12-01 | BH Colorado Electric Oper Co | Regulated Electric (122) | COE Elec 115kV Transmission Lines | 210-(T) Canon Plant-Hogback-Canon West Sub | 135002 | Land Rights - Non-Depreciable: 4552XXXXXX | 21754721 | LAND RIGHTS | 1958-07-01 | 1958-07-01 | 10058860
2 | 900.3 | -25.8922 | 926.1922 | 2024-12-01 | BH Colorado Electric Oper Co | Regulated Electric (122) | COE Elec 115kV Transmission Lines | 210-(T) Canon Plant-Hogback-Canon West Sub | 135002 | Land Rights - Non-Depreciable: 4552XXXXXX | 21754714 | LAND RIGHTS | 1958-07-01 | 1958-07-01 | 10058860
3 | 1350.45 | -38.8384 | 1389.2884 | 2024-12-01 | BH Colorado Electric Oper Co | Regulated Electric (122) | COE Elec 115kV Transmission Lines | 210-(T) Canon Plant-Hogback-Canon West Sub | 135002 | Land Rights - Non-Depreciable: 4552XXXXXX | 21754749 | LAND RIGHTS | 1958-07-01 | 1958-07-01 | 10058860
1 | 450.15 | -12.9461 | 463.0961 | 2024-12-01 | BH Colorado Electric Oper Co | Regulated Electric (122) | COE Elec 115kV Transmission Lines | 210-(T) Canon Plant-Hogback-Canon West Sub | 135002 | Land Rights - Non-Depreciable: 4552XXXXXX | 21754735 | LAND RIGHTS | 1958-07-01 | 1958-07-01 | 10058860
1 | 450.15 | -12.9461 | 463.0961 | 2024-12-01 | BH Colorado Electric Oper Co | Regulated Electric (122) | COE Elec 115kV Transmission Lines | 210-(T) Canon Plant-Hogback-Canon West Sub | 135002 | Land Rights - Non-Depreciable: 4552XXXXXX | 21754784 | LAND RIGHTS | 1958-07-01 | 1958-07-01 | 10058860
1 | 450.15 | -12.9461 | 463.0961 | 2024-12-01 | BH Colorado Electric Oper Co | Regulated Electric (122) | COE Elec 115kV Transmission Lines | 210-(T) Canon Plant-Hogback-Canon West Sub | 135002 | Land Rights - Non-Depreciable: 4552XXXXXX | 21754824 | LAND RIGHTS | 1958-07-01 | 1958-07-01 | 10058860
2 | 900.3 | -25.8922 | 926.1922 | 2024-12-01 | BH Colorado Electric Oper Co | Regulated Electric (122) | COE Elec 115kV Transmission Lines | 210-(T) Canon Plant-Hogback-Canon West Sub | 135002 | Land Rights - Non-Depreciable: 4552XXXXXX | 21754805 | LAND RIGHTS | 1958-07-01 | 1958-07-01 | 10058860
1 | 450.15 | -12.9461 | 463.0961 | 2024-12-01 | BH Colorado Electric Oper Co | Regulated Electric (122) | COE Elec 115kV Transmission Lines | 210-(T) Canon Plant-Hogback-Canon West Sub | 135002 | Land Rights - Non-Depreciable: 4552XXXXXX | 21754763 | LAND RIGHTS | 1958-07-01 | 1958-07-01 | 10058860
2 | 900.3 | -25.8922 | 926.1922 | 2024-12-01 | BH Colorado Electric Oper Co | Regulated Electric (122) | COE Elec 115kV Transmission Lines | 210-(T) Canon Plant-Hogback-Canon West Sub | 135002 | Land Rights - Non-Depreciable: 4552XXXXXX | 21754686 | LAND RIGHTS | 1958-07-01 | 1958-07-01 | 10058860
1 | 450.15 | -12.9461 | 463.0961 | 2024-12-01 | BH Colorado Electric Oper Co | Regulated Electric (122) | COE Elec 115kV Transmission Lines | 210-(T) Canon Plant-Hogback-Canon West Sub | 135002 | Land Rights - Non-Depreciable: 4552XXXXXX | 21754742 | LAND RIGHTS | 1958-07-01 | 1958-07-01 | 10058860
2 | 900.3 | -25.8922 | 926.1922 | 2024-12-01 | BH Colorado Electric Oper Co | Regulated Electric (122) | COE Elec 115kV Transmission Lines | 210-(T) Canon Plant-Hogback-Canon West Sub | 135002 | Land Rights - Non-Depreciable: 4552XXXXXX | 21754728 | LAND RIGHTS | 1958-07-01 | 1958-07-01 | 10058860
1 | 450.15 | -12.9461 | 463.0961 | 2024-12-01 | BH Colorado Electric Oper Co | Regulated Electric (122) | COE Elec 115kV Transmission Lines | 210-(T) Canon Plant-Hogback-Canon West Sub | 135002 | Land Rights - Non-Depreciable: 4552XXXXXX | 21754707 | LAND RIGHTS | 1958-07-01 | 1958-07-01 | 10058860
1 | 450.15 | -12.9461 | 463.0961 | 2024-12-01 | BH Colorado Electric Oper Co | Regulated Electric (122) | COE Elec 115kV Transmission Lines | 210-(T) Canon Plant-Hogback-Canon West Sub | 135002 | Land Rights - Non-Depreciable: 4552XXXXXX | 21754756 | LAND RIGHTS | 1958-07-01 | 1958-07-01 | 10058860
1 | 450.15 | -12.9461 | 463.0961 | 2024-12-01 | BH Colorado Electric Oper Co | Regulated Electric (122) | COE Elec 115kV Transmission Lines | 210-(T) Canon Plant-Hogback-Canon West Sub | 135002 | Land Rights - Non-Depreciable: 4552XXXXXX | 21754791 | LAND RIGHTS | 1958-07-01 | 1958-07-01 | 10058860
2 | 900.3 | -25.8922 | 926.1922 | 2024-12-01 | BH Colorado Electric Oper Co | Regulated Electric (122) | COE Elec 115kV Transmission Lines | 210-(T) Canon Plant-Hogback-Canon West Sub | 135002 | Land Rights - Non-Depreciable: 4552XXXXXX | 21754817 | LAND RIGHTS | 1958-07-01 | 1958-07-01 | 10058860
126 | 30109.82 | 3229.3851 | 26880.4349 | 2024-12-01 | BH Colorado Electric Oper Co | Regulated Electric (122) | COE Elec 115kV Transmission Lines | 210-(T) Canon Plant-Hogback-Canon West Sub | 135500 | Anchors: 0140000000 | 21754672 | Anchors | 2016-03-25 | 2016-01-01 | 10058860
16 | 2310.37 | 655.9291 | 1654.4409 | 2024-12-01 | BH Colorado Electric Oper Co | Regulated Electric (122) | COE Elec 115kV Transmission Lines | 210-(T) Canon Plant-Hogback-Canon West Sub | 135500 | Anchors: 0140000000 | 21754897 | ANCHORS | 2002-06-26 | 2002-01-01 | 10058860
27 | 8943.03 | 282.1093 | 8660.9207 | 2024-12-01 | BH Colorado Electric Oper Co | Regulated Electric (122) | COE Elec 115kV Transmission Lines | 210-(T) Canon Plant-Hogback-Canon West Sub | 135500 | Anchors: 0140000000 | 36942060 | Anchors | 2022-11-17 | 2022-01-01 | 10077683
33 | 1956.8 | 1641.9535 | 314.8465 | 2024-12-01 | BH Colorado Electric Oper Co | Regulated Electric (122) | COE Elec 115kV Transmission Lines | 210-(T) Canon Plant-Hogback-Canon West Sub | 135500 | Crossarm Assemblies, Wood: 7914000000 | 21754700 | CROSSARM ASSEMBLIES, WOOD | 1958-07-01 | 1958-07-01 | 10058860
2 | 850.35 | 327.258 | 523.092 | 2024-12-01 | BH Colorado Electric Oper Co | Regulated Electric (122) | COE Elec 115kV Transmission Lines | 210-(T) Canon Plant-Hogback-Canon West Sub | 135500 | Crossarm Assemblies, Wood: 7914000000 | 21754855 | CROSSARM ASSEMBLIES, WOOD | 1994-07-01 | 1994-07-01 | 10058860
7 | 64497.43 | 8545.2439 | 55952.1861 | 2024-12-01 | BH Colorado Electric Oper Co | Regulated Electric (122) | COE Elec 115kV Transmission Lines | 210-(T) Canon Plant-Hogback-Canon West Sub | 135500 | Crossarm Assemblies, Wood: 7914000000 | 21754644 | CROSSARM ASSEMBLIES-26' | 2014-05-19 | 2014-05-01 | 10058860
1 | 32.98 | 25.5929 | 7.3871 | 2024-12-01 | BH Colorado Electric Oper Co | Regulated Electric (122) | COE Elec 115kV Transmission Lines | 210-(T) Canon Plant-Hogback-Canon West Sub | 135500 | Crossarm Assemblies, Wood: 7914000000 | 21754838 | CROSSARM ASSEMBLIES, WOOD | 1963-07-01 | 1963-07-01 | 10058860
2 | 1658.87 | 638.4178 | 1020.4522 | 2024-12-01 | BH Colorado Electric Oper Co | Regulated Electric (122) | COE Elec 115kV Transmission Lines | 210-(T) Canon Plant-Hogback-Canon West Sub | 135500 | Crossarm Assemblies, Wood: 7914000000 | 21754862 | CROSSARM ASSEMBLIES, WOOD | 1994-07-01 | 1994-07-01 | 10058860
1 | 62.17 | 9.8058 | 52.3642 | 2024-12-01 | BH Colorado Electric Oper Co | Regulated Electric (122) | COE Elec 115kV Transmission Lines | 210-(T) Canon Plant-Hogback-Canon West Sub | 135500 | Crossarm, Assy: 2453000000 | 21754616 | Crossarm, Assy | 2012-02-24 | 2012-01-01 | 10058860
2 | 61489.25 | 3491.4383 | 57997.8117 | 2024-12-01 | BH Colorado Electric Oper Co | Regulated Electric (122) | COE Elec 115kV Transmission Lines | 210-(T) Canon Plant-Hogback-Canon West Sub | 135500 | Crossarm, Assy: 2453000000 | 34775834 | Crossarm, Assy | 2020-10-01 | 2020-01-01 | 10071978
43 | 326310.25 | 34997.9327 | 291312.3173 | 2024-12-01 | BH Colorado Electric Oper Co | Regulated Electric (122) | COE Elec 115kV Transmission Lines | 210-(T) Canon Plant-Hogback-Canon West Sub | 135500 | Crossarm, Wood: 2451000000 | 21754651 | Crossarm, Wood | 2016-03-25 | 2016-01-01 | 10058860
3 | 23311.83 | 1911.975 | 21399.855 | 2024-12-01 | BH Colorado Electric Oper Co | Regulated Electric (122) | COE Elec 115kV Transmission Lines | 210-(T) Canon Plant-Hogback-Canon West Sub | 135500 | Crossarm, Wood: 2451000000 | 27510144 | Crossarm, Wood | 2018-01-29 | 2018-01-01 | 10058860
2 | 711.57 | 112.233 | 599.337 | 2024-12-01 | BH Colorado Electric Oper Co | Regulated Electric (122) | COE Elec 115kV Transmission Lines | 210-(T) Canon Plant-Hogback-Canon West Sub | 135500 | Crossarm, Wood: 2451000000 | 21754602 | Crossarm, Wood | 2012-02-09 | 2012-01-01 | 10058860
2 | 33724.63 | 1063.8488 | 32660.7812 | 2024-12-01 | BH Colorado Electric Oper Co | Regulated Electric (122) | COE Elec 115kV Transmission Lines | 210-(T) Canon Plant-Hogback-Canon West Sub | 135500 | Crossarm, Wood: 2451000000 | 35855312 | Crossarm, Wood | 2022-03-09 | 2022-01-01 | 10077285
0 | 0 | 0 | 0 | 2024-12-01 | BH Colorado Electric Oper Co | Regulated Electric (122) | COE Elec 115kV Transmission Lines | 210-(T) Canon Plant-Hogback-Canon West Sub | 135500 | Estimated Additions: 0010000000 | 21754679 | This work order is to replace three arms that are damaged on the West Canon Tallahasse 115 kV line | 2018-01-29 | 2018-01-01 | 10058860
2 | 757.13 | 4.7768 | 752.3532 | 2024-12-01 | BH Colorado Electric Oper Co | Regulated Electric (122) | COE Elec 115kV Transmission Lines | 210-(T) Canon Plant-Hogback-Canon West Sub | 135500 | Estimated Additions: 0010000000 | 39665756 | Pole 37062009 in the 115kV Canon West to Canon Plant line has a anchor that has pulled out of the ground and needs to be replaced | 2024-09-10 | 2024-09-01 | 10085633
0 | 0 | 0 | 0 | 2024-12-01 | BH Colorado Electric Oper Co | Regulated Electric (122) | COE Elec 115kV Transmission Lines | 210-(T) Canon Plant-Hogback-Canon West Sub | 135500 | Estimated Additions: 0010000000 | 35113285 | 115kV COE LiDAR remediation for the Canon West to Canon Plant transmission line. This will involve adding an X-brace, a post insulator, four guy strain insulators and replacing two guys. | 2022-03-09 | 2022-03-01 | 10077285
0 | 0 | 0 | 0 | 2024-12-01 | BH Colorado Electric Oper Co | Regulated Electric (122) | COE Elec 115kV Transmission Lines | 210-(T) Canon Plant-Hogback-Canon West Sub | 135500 | Estimated Additions: 0010000000 | 27490921 | This work order is to replace three arms that are damaged on the West Canon Tallahasse 115 kV line | 2018-01-29 | 2019-07-01 | 10058860
0 | 0 | 0 | 0 | 2024-12-01 | BH Colorado Electric Oper Co | Regulated Electric (122) | COE Elec 115kV Transmission Lines | 210-(T) Canon Plant-Hogback-Canon West Sub | 135500 | Estimated Additions: 0010000000 | 30577488 | This work order is to make improvements to the ccp-canon west 115 kV line. Repairs include the replacement of the arm on structure 408 as well as items found during routine patrols | 2020-07-01 | 2020-12-01 | 10067065
4 | 539.91 | 3.4063 | 536.5037 | 2024-12-01 | BH Colorado Electric Oper Co | Regulated Electric (122) | COE Elec 115kV Transmission Lines | 210-(T) Canon Plant-Hogback-Canon West Sub | 135500 | Estimated Additions: 0010000000 | 39798063 | Pole 37062009 in the 115kV Canon West to Canon Plant line has a anchor that has pulled out of the ground and needs to be replaced | 2024-09-10 | 2024-10-01 | 10085633
0 | 0 | 0 | 0 | 2024-12-01 | BH Colorado Electric Oper Co | Regulated Electric (122) | COE Elec 115kV Transmission Lines | 210-(T) Canon Plant-Hogback-Canon West Sub | 135500 | Estimated Additions: 0010000000 | 29629792 | This work order is to make improvements to the ccp-canon west 115 kV line. Repairs include the replacement of the arm on structure 408 as well as items found during routine patrols | 2020-07-01 | 2020-07-01 | 10067065
0 | 0 | 0 | 0 | 2024-12-01 | BH Colorado Electric Oper Co | Regulated Electric (122) | COE Elec 115kV Transmission Lines | 210-(T) Canon Plant-Hogback-Canon West Sub | 135500 | Estimated Additions: 0010000000 | 36460711 | This work order is for the Tie between the new Hogback substation and the Canon City Plant line 210 | 2022-11-17 | 2022-12-01 | 10077683
46 | 2798.05 | 794.3846 | 2003.6654 | 2024-12-01 | BH Colorado Electric Oper Co | Regulated Electric (122) | COE Elec 115kV Transmission Lines | 210-(T) Canon Plant-Hogback-Canon West Sub | 135500 | Guys: 4060000000 | 21754876 | GUYS | 2002-06-26 | 2002-01-01 | 10058860
27 | 4493.85 | 141.7592 | 4352.0908 | 2024-12-01 | BH Colorado Electric Oper Co | Regulated Electric (122) | COE Elec 115kV Transmission Lines | 210-(T) Canon Plant-Hogback-Canon West Sub | 135500 | Guys: 4060000000 | 36942074 | Guys | 2022-11-17 | 2022-01-01 | 10077683
0 | -256.11 | -40.3952 | -215.7148 | 2024-12-01 | BH Colorado Electric Oper Co | Regulated Electric (122) | COE Elec 115kV Transmission Lines | 210-(T) Canon Plant-Hogback-Canon West Sub | 135500 | Pole, Other: 6169000000 | 21754630 | Pole, Other | 2012-02-24 | 2012-01-01 | 10058860
6 | 805620.56 | 25413.4295 | 780207.1305 | 2024-12-01 | BH Colorado Electric Oper Co | Regulated Electric (122) | COE Elec 115kV Transmission Lines | 210-(T) Canon Plant-Hogback-Canon West Sub | 135500 | Pole, Steel, 65' Or Greater: 6165650000 | 36942087 | Pole, Steel, 75' | 2022-11-17 | 2022-01-01 | 10077683
2 | 14943.17 | 2356.9236 | 12586.2464 | 2024-12-01 | BH Colorado Electric Oper Co | Regulated Electric (122) | COE Elec 115kV Transmission Lines | 210-(T) Canon Plant-Hogback-Canon West Sub | 135500 | Pole, Wood, 60': 6161600000 | 21754623 | Pole, Wood, 60' | 2012-02-24 | 2012-01-01 | 10058860
6 | 52425.82 | 1653.7809 | 50772.0391 | 2024-12-01 | BH Colorado Electric Oper Co | Regulated Electric (122) | COE Elec 115kV Transmission Lines | 210-(T) Canon Plant-Hogback-Canon West Sub | 135500 | Pole, Wood, 65' Or Greater: 6161650000 | 36942080 | Pole, Wood, 65' | 2022-11-17 | 2022-01-01 | 10077683
10 | 53798.7 | 8485.4435 | 45313.2565 | 2024-12-01 | BH Colorado Electric Oper Co | Regulated Electric (122) | COE Elec 115kV Transmission Lines | 210-(T) Canon Plant-Hogback-Canon West Sub | 135500 | Pole, Wood, 65' Or Greater: 6161650000 | 21754595 | Pole, Wood, 65' Or Greater | 2012-02-09 | 2012-01-01 | 10058860
104 | 1436925.2 | 154115.3288 | 1282809.8712 | 2024-12-01 | BH Colorado Electric Oper Co | Regulated Electric (122) | COE Elec 115kV Transmission Lines | 210-(T) Canon Plant-Hogback-Canon West Sub | 135500 | Pole, Wood: 6161000000 | 21754658 | Pole, Wood | 2016-03-25 | 2016-01-01 | 10058860
12000 | 150069.03 | 5650.177 | 144418.853 | 2024-12-01 | BH Colorado Electric Oper Co | Regulated Electric (122) | COE Elec 115kV Transmission Lines | 210-(T) Canon Plant-Hogback-Canon West Sub | 135600 | Conductor, Oh Acsr Bare 795 Mcm: 1681097950 | 36942099 | Conductor, Oh Acsr Bare 795 Mcm | 2022-11-17 | 2022-01-01 | 10077683
125 | 7771.39 | 1462.9843 | 6308.4057 | 2024-12-01 | BH Colorado Electric Oper Co | Regulated Electric (122) | COE Elec 115kV Transmission Lines | 210-(T) Canon Plant-Hogback-Canon West Sub | 135600 | Conductor, Oh Copper Bare 4: 1683030000 | 21754637 | Conductor, Oh Copper Bare 4 | 2012-02-24 | 2012-01-01 | 10058860
14500 | 27418.9 | 9291.0234 | 18127.8766 | 2024-12-01 | BH Colorado Electric Oper Co | Regulated Electric (122) | COE Elec 115kV Transmission Lines | 210-(T) Canon Plant-Hogback-Canon West Sub | 135600 | Conductor, Oh Trans & Dist Bare: 1686000000 | 21754869 | CONDUCTOR, OH TRANS & DIST BARE | 2002-06-26 | 2002-01-01 | 10058860
357917 | 149192.88 | 149417.2273 | -224.3473 | 2024-12-01 | BH Colorado Electric Oper Co | Regulated Electric (122) | COE Elec 115kV Transmission Lines | 210-(T) Canon Plant-Hogback-Canon West Sub | 135600 | Conductor, Oh: 1681000000 | 21754798 | CONDUCTOR, OVERHEAD | 1958-07-01 | 1958-07-01 | 10058860
0 | 0 | 0 | 0 | 2024-12-01 | BH Colorado Electric Oper Co | Regulated Electric (122) | COE Elec 115kV Transmission Lines | 210-(T) Canon Plant-Hogback-Canon West Sub | 135600 | Estimated Additions: 0010000000 | 36460719 | This work order is for the Tie between the new Hogback substation and the Canon City Plant line 210 | 2022-11-17 | 2022-12-01 | 10077683
25000 | 134901.94 | 5079.1282 | 129822.8118 | 2024-12-01 | BH Colorado Electric Oper Co | Regulated Electric (122) | COE Elec 115kV Transmission Lines | 210-(T) Canon Plant-Hogback-Canon West Sub | 135600 | FIBER OPTIC GROUND WIRE: 1683000000 | 36942070 | FIBER OPTIC GROUND WIRE | 2022-11-17 | 2022-01-01 | 10077683
103 | 62788.81 | 11820.1561 | 50968.6539 | 2024-12-01 | BH Colorado Electric Oper Co | Regulated Electric (122) | COE Elec 115kV Transmission Lines | 210-(T) Canon Plant-Hogback-Canon West Sub | 135600 | Insulator: | 21754609 | Insulator | 2012-02-09 | 2012-01-01 | 10058860
12 | 21519.83 | 810.2328 | 20709.5972 | 2024-12-01 | BH Colorado Electric Oper Co | Regulated Electric (122) | COE Elec 115kV Transmission Lines | 210-(T) Canon Plant-Hogback-Canon West Sub | 135600 | Post Insulators: 4272000000 | 36942096 | Post Insulators | 2022-11-17 | 2022-01-01 | 10077683
1 | 691.13 | 234.1927 | 456.9373 | 2024-12-01 | BH Colorado Electric Oper Co | Regulated Electric (122) | COE Elec 115kV Transmission Lines | 210-(T) Canon Plant-Hogback-Canon West Sub | 135600 | Post Insulators: 4272000000 | 21754890 | POST INSULATORS | 2002-06-26 | 2002-01-01 | 10058860
4300 | 2595.09 | 879.3585 | 1715.7315 | 2024-12-01 | BH Colorado Electric Oper Co | Regulated Electric (122) | COE Elec 115kV Transmission Lines | 210-(T) Canon Plant-Hogback-Canon West Sub | 135600 | Static Wire (Transmission Lines): 1682000000 | 21754909 | STATIC WIRE (TRANSMISSION LINES) | 2002-06-26 | 2002-01-01 | 10058860
6000 | 14596.76 | 549.5756 | 14047.1844 | 2024-12-01 | BH Colorado Electric Oper Co | Regulated Electric (122) | COE Elec 115kV Transmission Lines | 210-(T) Canon Plant-Hogback-Canon West Sub | 135600 | Static Wire (Transmission Lines): 1682000000 | 36942067 | Static Wire (Transmission Lines) | 2022-11-17 | 2022-01-01 | 10077683
196839 | 30615.48 | 30661.5177 | -46.0377 | 2024-12-01 | BH Colorado Electric Oper Co | Regulated Electric (122) | COE Elec 115kV Transmission Lines | 210-(T) Canon Plant-Hogback-Canon West Sub | 135600 | Static Wire (Transmission Lines): 1682000000 | 21754770 | STATIC WIRE (TRANSMISSION LINES) | 1958-07-01 | 1958-07-01 | 10058860
378 | 22990.33 | 865.5979 | 22124.7321 | 2024-12-01 | BH Colorado Electric Oper Co | Regulated Electric (122) | COE Elec 115kV Transmission Lines | 210-(T) Canon Plant-Hogback-Canon West Sub | 135600 | Suspension Insulators: 4273000000 | 36942077 | Suspension Insulators | 2022-11-17 | 2022-01-01 | 10077683
147 | 16775.86 | 2147.5074 | 14628.3526 | 2024-12-01 | BH Colorado Electric Oper Co | Regulated Electric (122) | COE Elec 115kV Transmission Lines | 210-(T) Canon Plant-Hogback-Canon West Sub | 135600 | Suspension Insulators: 4273000000 | 21754665 | Suspension Insulators | 2016-03-25 | 2016-01-01 | 10058860
12 | 1392.4 | 94.3643 | 1298.0357 | 2024-12-01 | BH Colorado Electric Oper Co | Regulated Electric (122) | COE Elec 115kV Transmission Lines | 210-(T) Canon Plant-Hogback-Canon West Sub | 135600 | Suspension Insulators: 4273000000 | 34776452 | Suspension Insulators | 2020-07-01 | 2020-01-01 | 10067065
1 | 31267.13 | -466.5137 | 31733.6437 | 2024-12-01 | BH Colorado Electric Oper Co | Regulated Electric (122) | COE Elec 115kV Transmission Lines | 212 (T) Skala Sub - Portland Sub | 135002 | Land Rights - Non-Depreciable: 4552XXXXXX | 37668930 | T-LIN S22 T19 R69 | 1990-07-01 | 1990-07-01 | 50507XFER
0 | 0 | 0 | 0 | 2024-12-01 | BH Colorado Electric Oper Co | Regulated Electric (122) | COE Elec 115kV Transmission Lines | 212 (T) Skala Sub - Portland Sub | 135500 | Crossarm Assemblies, Wood: 7914000000 | 34777988 | Crossarm Assemblies, Wood | 2021-11-06 | 2021-11-01 | 10077091
0 | 0 | 0 | 0 | 2024-12-01 | BH Colorado Electric Oper Co | Regulated Electric (122) | COE Elec 115kV Transmission Lines | 212 (T) Skala Sub - Portland Sub | 135500 | Crossarm Assemblies, Wood: 7914000000 | 21747733 | CROSSARM ASSEMBLIES, WOOD | 1960-07-01 | 1960-07-01 | 50507XFER
0 | 0 | 0 | 0 | 2024-12-01 | BH Colorado Electric Oper Co | Regulated Electric (122) | COE Elec 115kV Transmission Lines | 212 (T) Skala Sub - Portland Sub | 135500 | Crossarm Assemblies, Wood: 7914000000 | 34777985 | Crossarm Assemblies, Wood | 2021-11-06 | 2021-11-01 | 10077091
24 | 88773.29 | 1680.2209 | 87093.0691 | 2024-12-01 | BH Colorado Electric Oper Co | Regulated Electric (122) | COE Elec 115kV Transmission Lines | 212 (T) Skala Sub - Portland Sub | 135500 | Crossarm, Wood: 2451000000 | 38667044 | Crossarm, Wood | 2023-07-27 | 2023-01-01 | 10079181
0 | 0 | 0 | 0 | 2024-12-01 | BH Colorado Electric Oper Co | Regulated Electric (122) | COE Elec 115kV Transmission Lines | 212 (T) Skala Sub - Portland Sub | 135500 | Estimated Additions: 0010000000 | 37723736 | This work order is to rebuild the 115 kV line between SKALA and Portland subs | 2023-07-27 | 2023-08-01 | 10079181
0 | 0 | 0 | 0 | 2024-12-01 | BH Colorado Electric Oper Co | Regulated Electric (122) | COE Elec 115kV Transmission Lines | 212 (T) Skala Sub - Portland Sub | 135500 | Estimated Additions: 0010000000 | 38071676 | This work order is to rebuild the 115 kV line between SKALA and Portland subs | 2023-07-27 | 2023-10-01 | 10079181
0 | 0 | 0 | 0 | 2024-12-01 | BH Colorado Electric Oper Co | Regulated Electric (122) | COE Elec 115kV Transmission Lines | 212 (T) Skala Sub - Portland Sub | 135500 | Estimated Additions: 0010000000 | 38204592 | This work order is to rebuild the 115 kV line between SKALA and Portland subs | 2023-07-27 | 2023-11-01 | 10079181
0 | 0 | 0 | 0 | 2024-12-01 | BH Colorado Electric Oper Co | Regulated Electric (122) | COE Elec 115kV Transmission Lines | 212 (T) Skala Sub - Portland Sub | 135500 | Estimated Additions: 0010000000 | 38659211 | This work order is to rebuild the 115 kV line between SKALA and Portland subs | 2023-07-27 | 2024-02-01 | 10079181
0 | 0 | 0 | 0 | 2024-12-01 | BH Colorado Electric Oper Co | Regulated Electric (122) | COE Elec 115kV Transmission Lines | 212 (T) Skala Sub - Portland Sub | 135500 | Estimated Additions: 0010000000 | 34060311 | 115kV COE LiDAR remediation for the Skala Tap to Portland Sub transmission line. This will involve two structure replacements and 4 guy wire replacements. | 2021-11-06 | 2021-11-01 | 10077091
0 | 0 | 0 | 0 | 2024-12-01 | BH Colorado Electric Oper Co | Regulated Electric (122) | COE Elec 115kV Transmission Lines | 212 (T) Skala Sub - Portland Sub | 135500 | Estimated Additions: 0010000000 | 36865882 | Capital WO for 115kV COE Pole Treatments in 2022. Approx 1500 poles to be inspected and treated. | 2022-11-30 | 2022-12-01 | 10079308
0 | 0 | 0 | 0 | 2024-12-01 | BH Colorado Electric Oper Co | Regulated Electric (122) | COE Elec 115kV Transmission Lines | 212 (T) Skala Sub - Portland Sub | 135500 | Estimated Additions: 0010000000 | 38506271 | This work order is to rebuild the 115 kV line between SKALA and Portland subs | 2023-07-27 | 2024-01-01 | 10079181
0 | 0 | 0 | 0 | 2024-12-01 | BH Colorado Electric Oper Co | Regulated Electric (122) | COE Elec 115kV Transmission Lines | 212 (T) Skala Sub - Portland Sub | 135500 | Estimated Additions: 0010000000 | 35463110 | COE 115kV Pole Treatments 2021. Contractor services. | 2022-02-28 | 2022-05-01 | 10076741
16 | 1451100.41 | 27465.1226 | 1423635.2874 | 2024-12-01 | BH Colorado Electric Oper Co | Regulated Electric (122) | COE Elec 115kV Transmission Lines | 212 (T) Skala Sub - Portland Sub | 135500 | Pole, Steel: 6165000000 | 38667064 | Pole, Steel | 2023-07-27 | 2023-01-01 | 10079181
2 | 25282.27 | 478.5201 | 24803.7499 | 2024-12-01 | BH Colorado Electric Oper Co | Regulated Electric (122) | COE Elec 115kV Transmission Lines | 212 (T) Skala Sub - Portland Sub | 135500 | Pole, Wood, 60': 6161600000 | 38667050 | Pole, Wood, 60' | 2023-07-27 | 2023-01-01 | 10079181
0 | 0 | 0 | 0 | 2024-12-01 | BH Colorado Electric Oper Co | Regulated Electric (122) | COE Elec 115kV Transmission Lines | 212 (T) Skala Sub - Portland Sub | 135500 | Pole, Wood, 65' Or Greater: 6161650000 | 34777980 | Pole, Wood, 65' Or Greater | 2021-11-06 | 2021-01-01 | 10077091
46 | 858165.38 | 16242.582 | 841922.798 | 2024-12-01 | BH Colorado Electric Oper Co | Regulated Electric (122) | COE Elec 115kV Transmission Lines | 212 (T) Skala Sub - Portland Sub | 135500 | Pole, Wood, 65' Or Greater: 6161650000 | 38667053 | Pole, Wood, 80' | 2023-07-27 | 2023-01-01 | 10079181
0 | 0 | 0 | 0 | 2024-12-01 | BH Colorado Electric Oper Co | Regulated Electric (122) | COE Elec 115kV Transmission Lines | 212 (T) Skala Sub - Portland Sub | 135500 | Pole, Wood: 7911000000 | 21747740 | Pole, Wood | 1960-07-01 | 1960-07-01 | 50507XFER
86000 | 918639.81 | 20752.3581 | 897887.4519 | 2024-12-01 | BH Colorado Electric Oper Co | Regulated Electric (122) | COE Elec 115kV Transmission Lines | 212 (T) Skala Sub - Portland Sub | 135600 | Conductor, Oh Acsr Bare 795 Mcm: 1681097950 | 38667070 | Conductor, Oh Acsr Bare 795 Mcm | 2023-07-27 | 2023-01-01 | 10079181
0 | 0 | 0 | 0 | 2024-12-01 | BH Colorado Electric Oper Co | Regulated Electric (122) | COE Elec 115kV Transmission Lines | 212 (T) Skala Sub - Portland Sub | 135600 | Estimated Additions: 0010000000 | 37723739 | This work order is to rebuild the 115 kV line between SKALA and Portland subs | 2023-07-27 | 2023-08-01 | 10079181
0 | 0 | 0 | 0 | 2024-12-01 | BH Colorado Electric Oper Co | Regulated Electric (122) | COE Elec 115kV Transmission Lines | 212 (T) Skala Sub - Portland Sub | 135600 | Estimated Additions: 0010000000 | 38204595 | This work order is to rebuild the 115 kV line between SKALA and Portland subs | 2023-07-27 | 2023-11-01 | 10079181
0 | 0 | 0 | 0 | 2024-12-01 | BH Colorado Electric Oper Co | Regulated Electric (122) | COE Elec 115kV Transmission Lines | 212 (T) Skala Sub - Portland Sub | 135600 | Estimated Additions: 0010000000 | 38071679 | This work order is to rebuild the 115 kV line between SKALA and Portland subs | 2023-07-27 | 2023-10-01 | 10079181
0 | 0 | 0 | 0 | 2024-12-01 | BH Colorado Electric Oper Co | Regulated Electric (122) | COE Elec 115kV Transmission Lines | 212 (T) Skala Sub - Portland Sub | 135600 | Estimated Additions: 0010000000 | 38659214 | This work order is to rebuild the 115 kV line between SKALA and Portland subs | 2023-07-27 | 2024-02-01 | 10079181
0 | 0 | 0 | 0 | 2024-12-01 | BH Colorado Electric Oper Co | Regulated Electric (122) | COE Elec 115kV Transmission Lines | 212 (T) Skala Sub - Portland Sub | 135600 | Estimated Additions: 0010000000 | 38506274 | This work order is to rebuild the 115 kV line between SKALA and Portland subs | 2023-07-27 | 2024-01-01 | 10079181
24250 | 158242.93 | 3574.7568 | 154668.1732 | 2024-12-01 | BH Colorado Electric Oper Co | Regulated Electric (122) | COE Elec 115kV Transmission Lines | 212 (T) Skala Sub - Portland Sub | 135600 | FIBER OPTIC GROUND WIRE: 1683000000 | 38667041 | FIBER OPTIC GROUND WIRE | 2023-07-27 | 2023-01-01 | 10079181
54 | 54804.29 | 1238.0459 | 53566.2441 | 2024-12-01 | BH Colorado Electric Oper Co | Regulated Electric (122) | COE Elec 115kV Transmission Lines | 212 (T) Skala Sub - Portland Sub | 135600 | Post Insulators: 4272000000 | 38667067 | Post Insulators | 2023-07-27 | 2023-01-01 | 10079181
22000 | 60964.84 | 1377.2146 | 59587.6254 | 2024-12-01 | BH Colorado Electric Oper Co | Regulated Electric (122) | COE Elec 115kV Transmission Lines | 212 (T) Skala Sub - Portland Sub | 135600 | Static Wire (Transmission Lines): 1682000000 | 38667018 | Static Wire (Transmission Lines) | 2023-07-27 | 2023-01-01 | 10079181
72 | 20448.38 | 461.9352 | 19986.4448 | 2024-12-01 | BH Colorado Electric Oper Co | Regulated Electric (122) | COE Elec 115kV Transmission Lines | 212 (T) Skala Sub - Portland Sub | 135600 | Suspension Insulators: 4273000000 | 38667047 | Suspension Insulators | 2023-07-27 | 2023-01-01 | 10079181
2 | 184.27 | -5.6182 | 189.8882 | 2024-12-01 | BH Colorado Electric Oper Co | Regulated Electric (122) | COE Elec 115kV Transmission Lines | 213 (T) Canon Plant-Skala Sub | 135002 | Land Rights - Non-Depreciable: 4552XXXXXX | 21755443 | T-LIN S20 T20 R65 | 1954-07-01 | 1954-07-01 | 10058861
3 | 299.76 | -9.1394 | 308.8994 | 2024-12-01 | BH Colorado Electric Oper Co | Regulated Electric (122) | COE Elec 115kV Transmission Lines | 213 (T) Canon Plant-Skala Sub | 135002 | Land Rights - Non-Depreciable: 4552XXXXXX | 21755372 | T-LIN S13 T19 R70 | 1954-07-01 | 1954-07-01 | 10058861
1 | 541 | -12.52 | 553.52 | 2024-12-01 | BH Colorado Electric Oper Co | Regulated Electric (122) | COE Elec 115kV Transmission Lines | 213 (T) Canon Plant-Skala Sub | 135002 | Land Rights - Non-Depreciable: 4552XXXXXX | 21755274 | T-LIN S17 T19 R69 | 1971-07-01 | 1971-07-01 | 10058861
1 | 7997 | -302.6159 | 8299.6159 | 2024-12-01 | BH Colorado Electric Oper Co | Regulated Electric (122) | COE Elec 115kV Transmission Lines | 213 (T) Canon Plant-Skala Sub | 135002 | Land Rights - Non-Depreciable: 4552XXXXXX | 21755365 | T-LIN S19 T19 R68 | 1937-07-01 | 1937-07-01 | 10058861
1 | 429.98 | -13.1097 | 443.0897 | 2024-12-01 | BH Colorado Electric Oper Co | Regulated Electric (122) | COE Elec 115kV Transmission Lines | 213 (T) Canon Plant-Skala Sub | 135002 | Land Rights - Non-Depreciable: 4552XXXXXX | 21755386 | T-LIN S18 T19 R69 | 1954-07-01 | 1954-07-01 | 10058861
3 | 819.02 | -24.9711 | 843.9911 | 2024-12-01 | BH Colorado Electric Oper Co | Regulated Electric (122) | COE Elec 115kV Transmission Lines | 213 (T) Canon Plant-Skala Sub | 135002 | Land Rights - Non-Depreciable: 4552XXXXXX | 21755412 | T-LIN S19 T19 R68 | 1954-07-01 | 1954-07-01 | 10058861
2 | 114.66 | -3.4959 | 118.1559 | 2024-12-01 | BH Colorado Electric Oper Co | Regulated Electric (122) | COE Elec 115kV Transmission Lines | 213 (T) Canon Plant-Skala Sub | 135002 | Land Rights - Non-Depreciable: 4552XXXXXX | 21755419 | T-LIN S20 T19 R69 | 1954-07-01 | 1954-07-01 | 10058861
1 | 24.57 | -0.74912 | 25.3191 | 2024-12-01 | BH Colorado Electric Oper Co | Regulated Electric (122) | COE Elec 115kV Transmission Lines | 213 (T) Canon Plant-Skala Sub | 135002 | Land Rights - Non-Depreciable: 4552XXXXXX | 21755163 | T-LIN S17 T20 R66 | 1954-07-01 | 1954-07-01 | 10058861
1 | 24.57 | -0.74912 | 25.3191 | 2024-12-01 | BH Colorado Electric Oper Co | Regulated Electric (122) | COE Elec 115kV Transmission Lines | 213 (T) Canon Plant-Skala Sub | 135002 | Land Rights - Non-Depreciable: 4552XXXXXX | 21755438 | T-LIN S16 T20 R66 | 1954-07-01 | 1954-07-01 | 10058861
2 | 188.38 | -5.7435 | 194.1235 | 2024-12-01 | BH Colorado Electric Oper Co | Regulated Electric (122) | COE Elec 115kV Transmission Lines | 213 (T) Canon Plant-Skala Sub | 135002 | Land Rights - Non-Depreciable: 4552XXXXXX | 21755431 | T-LIN S04 T19 R70 | 1954-07-01 | 1954-07-01 | 10058861
1 | 100 | -2.876 | 102.876 | 2024-12-01 | BH Colorado Electric Oper Co | Regulated Electric (122) | COE Elec 115kV Transmission Lines | 213 (T) Canon Plant-Skala Sub | 135002 | Land Rights - Non-Depreciable: 4552XXXXXX | 21755178 | T-LIN S19 T20 R65 | 1958-07-01 | 1958-07-01 | 10058861
1 | 876.01 | -23.6779 | 899.6879 | 2024-12-01 | BH Colorado Electric Oper Co | Regulated Electric (122) | COE Elec 115kV Transmission Lines | 213 (T) Canon Plant-Skala Sub | 135002 | Land Rights - Non-Depreciable: 4552XXXXXX | 21755211 | T-LIN S36 T19 R68 | 1962-07-01 | 1962-07-01 | 10058861
1 | 945.59 | -20.65 | 966.24 | 2024-12-01 | BH Colorado Electric Oper Co | Regulated Electric (122) | COE Elec 115kV Transmission Lines | 213 (T) Canon Plant-Skala Sub | 135002 | Land Rights - Non-Depreciable: 4552XXXXXX | 21755288 | T-LIN S19 T19 R68 | 1974-07-01 | 1974-07-01 | 10058861
3 | 231.65 | -7.0628 | 238.7128 | 2024-12-01 | BH Colorado Electric Oper Co | Regulated Electric (122) | COE Elec 115kV Transmission Lines | 213 (T) Canon Plant-Skala Sub | 135002 | Land Rights - Non-Depreciable: 4552XXXXXX | 21755393 | T-LIN S05 T19 R70 | 1954-07-01 | 1954-07-01 | 10058861
1 | 78.63 | -2.3974 | 81.0274 | 2024-12-01 | BH Colorado Electric Oper Co | Regulated Electric (122) | COE Elec 115kV Transmission Lines | 213 (T) Canon Plant-Skala Sub | 135002 | Land Rights - Non-Depreciable: 4552XXXXXX | 21755400 | T-LIN S19 T19 R69 | 1954-07-01 | 1954-07-01 | 10058861
1 | 245.71 | -7.4915 | 253.2015 | 2024-12-01 | BH Colorado Electric Oper Co | Regulated Electric (122) | COE Elec 115kV Transmission Lines | 213 (T) Canon Plant-Skala Sub | 135002 | Land Rights - Non-Depreciable: 4552XXXXXX | 21755405 | T-LIN S19 T20 R65 | 1954-07-01 | 1954-07-01 | 10058861
4 | 536.46 | -16.3561 | 552.8161 | 2024-12-01 | BH Colorado Electric Oper Co | Regulated Electric (122) | COE Elec 115kV Transmission Lines | 213 (T) Canon Plant-Skala Sub | 135002 | Land Rights - Non-Depreciable: 4552XXXXXX | 21755424 | T-LIN S10 T19 R70 | 1954-07-01 | 1954-07-01 | 10058861
1 | 50 | -1.48 | 51.48 | 2024-12-01 | BH Colorado Electric Oper Co | Regulated Electric (122) | COE Elec 115kV Transmission Lines | 213 (T) Canon Plant-Skala Sub | 135002 | Land Rights - Non-Depreciable: 4552XXXXXX | 21755168 | T-LIN S24 T19 R69 | 1956-07-01 | 1956-07-01 | 10058861
1 | 75 | -2.157 | 77.157 | 2024-12-01 | BH Colorado Electric Oper Co | Regulated Electric (122) | COE Elec 115kV Transmission Lines | 213 (T) Canon Plant-Skala Sub | 135002 | Land Rights - Non-Depreciable: 4552XXXXXX | 21755173 | T-LIN S20 T20 R65 | 1958-07-01 | 1958-07-01 | 10058861
1 | 1601.49 | -48.8279 | 1650.3179 | 2024-12-01 | BH Colorado Electric Oper Co | Regulated Electric (122) | COE Elec 115kV Transmission Lines | 213 (T) Canon Plant-Skala Sub | 135002 | Land Rights - Non-Depreciable: 4552XXXXXX | 21755379 | T-LIN S07 T20 R66 | 1954-07-01 | 1954-07-01 | 10058861
0 | -569.32 | -211.9197 | -357.4003 | 2024-12-01 | BH Colorado Electric Oper Co | Regulated Electric (122) | COE Elec 115kV Transmission Lines | 213 (T) Canon Plant-Skala Sub | 135500 | ARE-Acquired Reserve Elimination: | 21755049 | Acquisition Reserve Elimination | 1995-07-01 | 2016-01-01 | 10058861
1 | 34.66 | 26.0219 | 8.6381 | 2024-12-01 | BH Colorado Electric Oper Co | Regulated Electric (122) | COE Elec 115kV Transmission Lines | 213 (T) Canon Plant-Skala Sub | 135500 | Crossarm Assemblies, Wood: 7914000000 | 21755225 | CROSSARM ASSEMBLIES, WOOD | 1965-07-01 | 1965-07-01 | 10058861
3 | 180 | 112.4269 | 67.5731 | 2024-12-01 | BH Colorado Electric Oper Co | Regulated Electric (122) | COE Elec 115kV Transmission Lines | 213 (T) Canon Plant-Skala Sub | 135500 | Crossarm Assemblies, Wood: 7914000000 | 21755351 | CROSSARM ASSEMBLIES, WOOD | 1975-07-01 | 1975-07-01 | 10058861
5 | 318.85 | 203.1752 | 115.6748 | 2024-12-01 | BH Colorado Electric Oper Co | Regulated Electric (122) | COE Elec 115kV Transmission Lines | 213 (T) Canon Plant-Skala Sub | 135500 | Crossarm Assemblies, Wood: 7914000000 | 21755330 | CROSSARM ASSEMBLIES, WOOD | 1974-07-01 | 1974-07-01 | 10058861
3 | 123.65 | 78.7913 | 44.8587 | 2024-12-01 | BH Colorado Electric Oper Co | Regulated Electric (122) | COE Elec 115kV Transmission Lines | 213 (T) Canon Plant-Skala Sub | 135500 | Crossarm Assemblies, Wood: 7914000000 | 21755323 | CROSSARM ASSEMBLIES, WOOD | 1974-07-01 | 1974-07-01 | 10058861
4 | 1390.39 | 587.7252 | 802.6648 | 2024-12-01 | BH Colorado Electric Oper Co | Regulated Electric (122) | COE Elec 115kV Transmission Lines | 213 (T) Canon Plant-Skala Sub | 135500 | Crossarm Assemblies, Wood: 7914000000 | 21755028 | CROSSARM ASSEMBLIES, WOOD | 1991-07-01 | 1991-07-01 | 10058861
1 | 325.61 | 240.351 | 85.259 | 2024-12-01 | BH Colorado Electric Oper Co | Regulated Electric (122) | COE Elec 115kV Transmission Lines | 213 (T) Canon Plant-Skala Sub | 135500 | Crossarm Assemblies, Wood: 7914000000 | 21755239 | CROSSARM ASSEMBLIES, WOOD | 1966-07-01 | 1966-07-01 | 10058861
1 | 27.91 | 23.0671 | 4.8429 | 2024-12-01 | BH Colorado Electric Oper Co | Regulated Electric (122) | COE Elec 115kV Transmission Lines | 213 (T) Canon Plant-Skala Sub | 135500 | Crossarm Assemblies, Wood: 7914000000 | 21755190 | CROSSARM ASSEMBLIES, WOOD | 1959-07-01 | 1959-07-01 | 10058861
1 | 299.42 | 221.0187 | 78.4013 | 2024-12-01 | BH Colorado Electric Oper Co | Regulated Electric (122) | COE Elec 115kV Transmission Lines | 213 (T) Canon Plant-Skala Sub | 135500 | Crossarm Assemblies, Wood: 7914000000 | 21755246 | CROSSARM ASSEMBLIES, WOOD | 1966-07-01 | 1966-07-01 | 10058861
1 | 255.04 | 149.6419 | 105.3981 | 2024-12-01 | BH Colorado Electric Oper Co | Regulated Electric (122) | COE Elec 115kV Transmission Lines | 213 (T) Canon Plant-Skala Sub | 135500 | Crossarm Assemblies, Wood: 7914000000 | 21754986 | CROSSARM ASSEMBLIES, WOOD | 1978-07-01 | 1978-07-01 | 10058861
2 | 11789.18 | 3049.5105 | 8739.6695 | 2024-12-01 | BH Colorado Electric Oper Co | Regulated Electric (122) | COE Elec 115kV Transmission Lines | 213 (T) Canon Plant-Skala Sub | 135500 | Crossarm Assemblies, Wood: 7914000000 | 21755094 | CROSSARM ASSEMBLIES, WOOD | 2004-11-15 | 2005-01-01 | 10058861
15 | 912.58 | 581.5073 | 331.0727 | 2024-12-01 | BH Colorado Electric Oper Co | Regulated Electric (122) | COE Elec 115kV Transmission Lines | 213 (T) Canon Plant-Skala Sub | 135500 | Crossarm Assemblies, Wood: 7914000000 | 21755295 | CROSSARM ASSEMBLIES, WOOD | 1974-07-01 | 1974-07-01 | 10058861
8 | 2725.64 | 1014.5734 | 1711.0666 | 2024-12-01 | BH Colorado Electric Oper Co | Regulated Electric (122) | COE Elec 115kV Transmission Lines | 213 (T) Canon Plant-Skala Sub | 135500 | Crossarm Assemblies, Wood: 7914000000 | 21755056 | CROSSARM ASSEMBLIES, WOOD | 1995-07-01 | 1995-07-01 | 10058861
2 | 50.4 | 30.2076 | 20.1924 | 2024-12-01 | BH Colorado Electric Oper Co | Regulated Electric (122) | COE Elec 115kV Transmission Lines | 213 (T) Canon Plant-Skala Sub | 135500 | Crossarm Assemblies, Wood: 7914000000 | 21754937 | CROSSARM ASSEMBLIES, WOOD | 1977-07-01 | 1977-07-01 | 10058861
2 | 238.01 | 172.6854 | 65.3246 | 2024-12-01 | BH Colorado Electric Oper Co | Regulated Electric (122) | COE Elec 115kV Transmission Lines | 213 (T) Canon Plant-Skala Sub | 135500 | Crossarm Assemblies, Wood: 7914000000 | 21755260 | CROSSARM ASSEMBLIES, WOOD | 1967-07-01 | 1967-07-01 | 10058861
2 | 532.61 | 252.0191 | 280.5909 | 2024-12-01 | BH Colorado Electric Oper Co | Regulated Electric (122) | COE Elec 115kV Transmission Lines | 213 (T) Canon Plant-Skala Sub | 135500 | Crossarm Assemblies, Wood: 7914000000 | 21755014 | CROSSARM ASSEMBLIES, WOOD | 1987-07-01 | 1987-07-01 | 10058861
2 | 147.65 | 88.4952 | 59.1548 | 2024-12-01 | BH Colorado Electric Oper Co | Regulated Electric (122) | COE Elec 115kV Transmission Lines | 213 (T) Canon Plant-Skala Sub | 135500 | Crossarm Assemblies, Wood: 7914000000 | 21754972 | CROSSARM ASSEMBLIES, WOOD | 1977-07-01 | 1977-07-01 | 10058861
5 | 185.17 | 117.9926 | 67.1774 | 2024-12-01 | BH Colorado Electric Oper Co | Regulated Electric (122) | COE Elec 115kV Transmission Lines | 213 (T) Canon Plant-Skala Sub | 135500 | Crossarm Assemblies, Wood: 7914000000 | 21755309 | CROSSARM ASSEMBLIES, WOOD | 1974-07-01 | 1974-07-01 | 10058861
56 | 949.38 | 772.6671 | 176.7129 | 2024-12-01 | BH Colorado Electric Oper Co | Regulated Electric (122) | COE Elec 115kV Transmission Lines | 213 (T) Canon Plant-Skala Sub | 135500 | Crossarm Assemblies, Wood: 7914000000 | 21755204 | CROSSARM ASSEMBLIES, WOOD | 1960-07-01 | 1960-07-01 | 10058861
18 | 806.93 | 514.1858 | 292.7442 | 2024-12-01 | BH Colorado Electric Oper Co | Regulated Electric (122) | COE Elec 115kV Transmission Lines | 213 (T) Canon Plant-Skala Sub | 135500 | Crossarm Assemblies, Wood: 7914000000 | 21755344 | CROSSARM ASSEMBLIES, WOOD | 1974-07-01 | 1974-07-01 | 10058861
1 | 15268.7 | 1252.2986 | 14016.4014 | 2024-12-01 | BH Colorado Electric Oper Co | Regulated Electric (122) | COE Elec 115kV Transmission Lines | 213 (T) Canon Plant-Skala Sub | 135500 | Crossarm Assemblies, Wood: 7914000000 | 27833082 | Crossarm Assemblies, Wood | 2018-01-29 | 2018-01-01 | 10058861
2 | 55.34 | 33.1685 | 22.1715 | 2024-12-01 | BH Colorado Electric Oper Co | Regulated Electric (122) | COE Elec 115kV Transmission Lines | 213 (T) Canon Plant-Skala Sub | 135500 | Crossarm Assemblies, Wood: 7914000000 | 21754958 | CROSSARM ASSEMBLIES, WOOD | 1977-07-01 | 1977-07-01 | 10058861
2 | 407.26 | 197.8451 | 209.4149 | 2024-12-01 | BH Colorado Electric Oper Co | Regulated Electric (122) | COE Elec 115kV Transmission Lines | 213 (T) Canon Plant-Skala Sub | 135500 | Crossarm Assemblies, Wood: 7914000000 | 21755000 | CROSSARM ASSEMBLIES, WOOD | 1986-07-01 | 1986-07-01 | 10058861
0 | 0 | 0 | 0 | 2024-12-01 | BH Colorado Electric Oper Co | Regulated Electric (122) | COE Elec 115kV Transmission Lines | 213 (T) Canon Plant-Skala Sub | 135500 | Crossarm, Assy: 2453000000 | 21755035 | Crossarm, Assy | 1995-07-01 | 1995-07-01 | 10058861
1 | 307.64 | 114.5138 | 193.1262 | 2024-12-01 | BH Colorado Electric Oper Co | Regulated Electric (122) | COE Elec 115kV Transmission Lines | 213 (T) Canon Plant-Skala Sub | 135500 | Crossarm, Assy: 2453000000 | 21755042 | Crossarm, Assy | 1995-07-01 | 1995-07-01 | 10058861
6 | 33005.74 | 5205.8571 | 27799.8829 | 2024-12-01 | BH Colorado Electric Oper Co | Regulated Electric (122) | COE Elec 115kV Transmission Lines | 213 (T) Canon Plant-Skala Sub | 135500 | Crossarm, Assy: 2453000000 | 21755108 | Crossarm, Assy | 2012-06-25 | 2012-01-01 | 10058861
4 | 10809.73 | 477.3926 | 10332.3374 | 2024-12-01 | BH Colorado Electric Oper Co | Regulated Electric (122) | COE Elec 115kV Transmission Lines | 213 (T) Canon Plant-Skala Sub | 135500 | Crossarm, Assy: 2453000000 | 34940660 | Crossarm, Assy | 2021-11-12 | 2021-01-01 | 10077295
7 | 5092248.68 | 32127.1497 | 5060121.5303 | 2024-12-01 | BH Colorado Electric Oper Co | Regulated Electric (122) | COE Elec 115kV Transmission Lines | 213 (T) Canon Plant-Skala Sub | 135500 | Estimated Additions: 0010000000 | 39798033 | This project is to rebuild the 115 kV line between SKALA and Canon Plant subs | 2024-10-04 | 2024-10-01 | 10079182
0 | 0 | 0 | 0 | 2024-12-01 | BH Colorado Electric Oper Co | Regulated Electric (122) | COE Elec 115kV Transmission Lines | 213 (T) Canon Plant-Skala Sub | 135500 | Estimated Additions: 0010000000 | 34823020 | 115kV COE LiDAR remediation for the Canon Plant to Skala Tap transmission line. This will involve replacing six tangent h-frame structures and one 3-pole dead-end structure. | 2021-11-12 | 2022-01-01 | 10077295
0 | 0 | 0 | 0 | 2024-12-01 | BH Colorado Electric Oper Co | Regulated Electric (122) | COE Elec 115kV Transmission Lines | 213 (T) Canon Plant-Skala Sub | 135500 | Estimated Additions: 0010000000 | 27519210 | This work order is to replace one arm on the Skala-Portland 115 kV line. The arm was identified as being damaged during the 2017 patrol | 2018-01-29 | 2019-07-01 | 10058861
0 | 0 | 0 | 0 | 2024-12-01 | BH Colorado Electric Oper Co | Regulated Electric (122) | COE Elec 115kV Transmission Lines | 213 (T) Canon Plant-Skala Sub | 135500 | Estimated Additions: 0010000000 | 30577552 | This work order is to replace a three pole structure that cought on fire on the ccp-skala 115 kV line | 2020-06-15 | 2020-12-01 | 10070764
0 | 0 | 0 | 0 | 2024-12-01 | BH Colorado Electric Oper Co | Regulated Electric (122) | COE Elec 115kV Transmission Lines | 213 (T) Canon Plant-Skala Sub | 135500 | Estimated Additions: 0010000000 | 29629810 | This work order is to make repairs and replace bad poles on the Skala-Canon City 115 kV line | 2020-07-13 | 2020-07-01 | 10069625
0 | 0 | 0 | 0 | 2024-12-01 | BH Colorado Electric Oper Co | Regulated Electric (122) | COE Elec 115kV Transmission Lines | 213 (T) Canon Plant-Skala Sub | 135500 | Estimated Additions: 0010000000 | 30184966 | This work order is to replace a three pole structure that cought on fire on the ccp-skala 115 kV line | 2020-06-15 | 2020-10-01 | 10070764
0 | 0 | 0 | 0 | 2024-12-01 | BH Colorado Electric Oper Co | Regulated Electric (122) | COE Elec 115kV Transmission Lines | 213 (T) Canon Plant-Skala Sub | 135500 | Estimated Additions: 0010000000 | 30577512 | This work order is to make repairs and replace bad poles on the Skala-Canon City 115 kV line | 2020-07-13 | 2020-12-01 | 10069625
0 | 0 | 0 | 0 | 2024-12-01 | BH Colorado Electric Oper Co | Regulated Electric (122) | COE Elec 115kV Transmission Lines | 213 (T) Canon Plant-Skala Sub | 135500 | Estimated Additions: 0010000000 | 34060314 | 115kV COE LiDAR remediation for the Canon Plant to Skala Tap transmission line. This will involve replacing six tangent h-frame structures and one 3-pole dead-end structure. | 2021-11-12 | 2021-11-01 | 10077295
0 | 0 | 0 | 0 | 2024-12-01 | BH Colorado Electric Oper Co | Regulated Electric (122) | COE Elec 115kV Transmission Lines | 213 (T) Canon Plant-Skala Sub | 135500 | Estimated Additions: 0010000000 | 21755150 | This work order is to replace one arm on the Skala-Portland 115 kV line. The arm was identified as being damaged during the 2017 patrol | 2018-01-29 | 2018-01-01 | 10058861
8 | 541.13 | 194.5985 | 346.5315 | 2024-12-01 | BH Colorado Electric Oper Co | Regulated Electric (122) | COE Elec 115kV Transmission Lines | 213 (T) Canon Plant-Skala Sub | 135500 | Guys: 4060000000 | 21755075 | GUYS | 1996-07-01 | 1996-07-01 | 10058861
8 | 237305.73 | 31440.5602 | 205865.1698 | 2024-12-01 | BH Colorado Electric Oper Co | Regulated Electric (122) | COE Elec 115kV Transmission Lines | 213 (T) Canon Plant-Skala Sub | 135500 | Pole, Other: 6169000000 | 21755129 | POLES: 80' | 2014-06-01 | 2014-01-01 | 10058861
1 | 4792.66 | 272.1334 | 4520.5266 | 2024-12-01 | BH Colorado Electric Oper Co | Regulated Electric (122) | COE Elec 115kV Transmission Lines | 213 (T) Canon Plant-Skala Sub | 135500 | Pole, Wood, 55': 6161550000 | 34775852 | Pole, Wood, 55' | 2020-06-15 | 2020-01-01 | 10070764
2 | 53518.98 | 3038.8762 | 50480.1038 | 2024-12-01 | BH Colorado Electric Oper Co | Regulated Electric (122) | COE Elec 115kV Transmission Lines | 213 (T) Canon Plant-Skala Sub | 135500 | Pole, Wood, 60': 6161600000 | 34776369 | Pole, Wood, 60' | 2020-07-13 | 2020-01-01 | 10069625
8 | 92637.17 | 4091.1566 | 88546.0134 | 2024-12-01 | BH Colorado Electric Oper Co | Regulated Electric (122) | COE Elec 115kV Transmission Lines | 213 (T) Canon Plant-Skala Sub | 135500 | Pole, Wood, 65' Or Greater: 6161650000 | 34940657 | Pole, Wood, 65' Or Greater | 2021-11-12 | 2021-01-01 | 10077295
2 | 24949.01 | 1416.6367 | 23532.3733 | 2024-12-01 | BH Colorado Electric Oper Co | Regulated Electric (122) | COE Elec 115kV Transmission Lines | 213 (T) Canon Plant-Skala Sub | 135500 | Pole, Wood, 65' Or Greater: 6161650000 | 34775859 | Pole, Wood, 65' Or Greater | 2020-06-15 | 2020-01-01 | 10070764
18 | 7319.24 | 4663.9108 | 2655.3292 | 2024-12-01 | BH Colorado Electric Oper Co | Regulated Electric (122) | COE Elec 115kV Transmission Lines | 213 (T) Canon Plant-Skala Sub | 135500 | Pole, Wood: 7911000000 | 21755302 | POLE, WOOD | 1974-07-01 | 1974-07-01 | 10058861
2 | 457.15 | 273.9965 | 183.1535 | 2024-12-01 | BH Colorado Electric Oper Co | Regulated Electric (122) | COE Elec 115kV Transmission Lines | 213 (T) Canon Plant-Skala Sub | 135500 | Pole, Wood: 7911000000 | 21754965 | POLE, WOOD | 1977-07-01 | 1977-07-01 | 10058861
1 | 2953.44 | 2180.0995 | 773.3405 | 2024-12-01 | BH Colorado Electric Oper Co | Regulated Electric (122) | COE Elec 115kV Transmission Lines | 213 (T) Canon Plant-Skala Sub | 135500 | Pole, Wood: 7911000000 | 21755232 | Pole, Wood | 1966-07-01 | 1966-07-01 | 10058861
15 | 8277.54 | 5274.5515 | 3002.9885 | 2024-12-01 | BH Colorado Electric Oper Co | Regulated Electric (122) | COE Elec 115kV Transmission Lines | 213 (T) Canon Plant-Skala Sub | 135500 | Pole, Wood: 7911000000 | 21755337 | POLE, WOOD | 1974-07-01 | 1974-07-01 | 10058861
0 | 1391.94 | 500.5627 | 891.3773 | 2024-12-01 | BH Colorado Electric Oper Co | Regulated Electric (122) | COE Elec 115kV Transmission Lines | 213 (T) Canon Plant-Skala Sub | 135500 | Pole, Wood: 7911000000 | 21755082 | POLE, WOOD | 1996-07-01 | 1996-07-01 | 10058861
9 | 3044.18 | 1939.7894 | 1104.3906 | 2024-12-01 | BH Colorado Electric Oper Co | Regulated Electric (122) | COE Elec 115kV Transmission Lines | 213 (T) Canon Plant-Skala Sub | 135500 | Pole, Wood: 7911000000 | 21755316 | POLE, WOOD | 1974-07-01 | 1974-07-01 | 10058861
2 | 2158.88 | 1566.3507 | 592.5293 | 2024-12-01 | BH Colorado Electric Oper Co | Regulated Electric (122) | COE Elec 115kV Transmission Lines | 213 (T) Canon Plant-Skala Sub | 135500 | Pole, Wood: 7911000000 | 21755267 | Pole, Wood | 1967-07-01 | 1967-07-01 | 10058861
2 | 3694.07 | 1794.5624 | 1899.5076 | 2024-12-01 | BH Colorado Electric Oper Co | Regulated Electric (122) | COE Elec 115kV Transmission Lines | 213 (T) Canon Plant-Skala Sub | 135500 | Pole, Wood: 7911000000 | 21754993 | Pole, Wood | 1986-07-01 | 1986-07-01 | 10058861
2 | 501.97 | 300.8597 | 201.1103 | 2024-12-01 | BH Colorado Electric Oper Co | Regulated Electric (122) | COE Elec 115kV Transmission Lines | 213 (T) Canon Plant-Skala Sub | 135500 | Pole, Wood: 7911000000 | 21754944 | POLE, WOOD | 1977-07-01 | 1977-07-01 | 10058861
49 | 8669.11 | 7055.485 | 1613.625 | 2024-12-01 | BH Colorado Electric Oper Co | Regulated Electric (122) | COE Elec 115kV Transmission Lines | 213 (T) Canon Plant-Skala Sub | 135500 | Pole, Wood: 7911000000 | 21755197 | Pole, Wood | 1960-07-01 | 1960-07-01 | 10058861
1 | 314.48 | 236.1039 | 78.3761 | 2024-12-01 | BH Colorado Electric Oper Co | Regulated Electric (122) | COE Elec 115kV Transmission Lines | 213 (T) Canon Plant-Skala Sub | 135500 | Pole, Wood: 7911000000 | 21755218 | Pole, Wood | 1965-07-01 | 1965-07-01 | 10058861
2 | 1339.21 | 802.6662 | 536.5438 | 2024-12-01 | BH Colorado Electric Oper Co | Regulated Electric (122) | COE Elec 115kV Transmission Lines | 213 (T) Canon Plant-Skala Sub | 135500 | Pole, Wood: 7911000000 | 21754951 | POLE, WOOD | 1977-07-01 | 1977-07-01 | 10058861
1 | 2313.36 | 1357.3381 | 956.0219 | 2024-12-01 | BH Colorado Electric Oper Co | Regulated Electric (122) | COE Elec 115kV Transmission Lines | 213 (T) Canon Plant-Skala Sub | 135500 | Pole, Wood: 7911000000 | 21754979 | Pole, Wood | 1978-07-01 | 1978-07-01 | 10058861
1 | 253.14 | 209.216 | 43.924 | 2024-12-01 | BH Colorado Electric Oper Co | Regulated Electric (122) | COE Elec 115kV Transmission Lines | 213 (T) Canon Plant-Skala Sub | 135500 | Pole, Wood: 7911000000 | 21755183 | Pole, Wood | 1959-07-01 | 1959-07-01 | 10058861
1 | 1174.15 | 777.8136 | 396.3364 | 2024-12-01 | BH Colorado Electric Oper Co | Regulated Electric (122) | COE Elec 115kV Transmission Lines | 213 (T) Canon Plant-Skala Sub | 135500 | Pole, Wood: 7911000000 | 21755281 | POLE, WOOD | 1972-07-01 | 1972-07-01 | 10058861
3 | 1228.69 | 736.4252 | 492.2648 | 2024-12-01 | BH Colorado Electric Oper Co | Regulated Electric (122) | COE Elec 115kV Transmission Lines | 213 (T) Canon Plant-Skala Sub | 135500 | Pole, Wood: 7911000000 | 21754930 | POLE, WOOD | 1977-07-01 | 1977-07-01 | 10058861
1 | 2715.88 | 2004.7431 | 711.1369 | 2024-12-01 | BH Colorado Electric Oper Co | Regulated Electric (122) | COE Elec 115kV Transmission Lines | 213 (T) Canon Plant-Skala Sub | 135500 | Pole, Wood: 7911000000 | 21755253 | Pole, Wood | 1966-07-01 | 1966-07-01 | 10058861
6 | 43865.55 | 11346.7141 | 32518.8359 | 2024-12-01 | BH Colorado Electric Oper Co | Regulated Electric (122) | COE Elec 115kV Transmission Lines | 213 (T) Canon Plant-Skala Sub | 135500 | Pole, Wood: 7911000000 | 21755101 | POLE, WOOD | 2004-11-15 | 2005-01-01 | 10058861
4 | 12611.43 | 5330.9182 | 7280.5118 | 2024-12-01 | BH Colorado Electric Oper Co | Regulated Electric (122) | COE Elec 115kV Transmission Lines | 213 (T) Canon Plant-Skala Sub | 135500 | Pole, Wood: 7911000000 | 21755021 | Pole, Wood | 1991-07-01 | 1991-07-01 | 10058861
3 | 1632.71 | 1019.7811 | 612.9289 | 2024-12-01 | BH Colorado Electric Oper Co | Regulated Electric (122) | COE Elec 115kV Transmission Lines | 213 (T) Canon Plant-Skala Sub | 135500 | Pole, Wood: 7911000000 | 21755358 | POLE, WOOD | 1975-07-01 | 1975-07-01 | 10058861
2 | 4831.01 | 2285.9254 | 2545.0846 | 2024-12-01 | BH Colorado Electric Oper Co | Regulated Electric (122) | COE Elec 115kV Transmission Lines | 213 (T) Canon Plant-Skala Sub | 135500 | Pole, Wood: 7911000000 | 21755007 | Pole, Wood | 1987-07-01 | 1987-07-01 | 10058861
2 | 15909.38 | 1706.3375 | 14203.0425 | 2024-12-01 | BH Colorado Electric Oper Co | Regulated Electric (122) | COE Elec 115kV Transmission Lines | 213 (T) Canon Plant-Skala Sub | 135500 | Structure: 7911100000 | 21755136 | 65 FOOT STRUCTURE: 164 | 2016-02-25 | 2016-04-01 | 10058861
2 | 13270.38 | 1423.2954 | 11847.0846 | 2024-12-01 | BH Colorado Electric Oper Co | Regulated Electric (122) | COE Elec 115kV Transmission Lines | 213 (T) Canon Plant-Skala Sub | 135500 | Structure: 7911100000 | 21755143 | 60 FOOT STRUCTURE: 179 | 2016-02-25 | 2016-04-01 | 10058861
7 | 2546124.36 | 19172.5456 | 2526951.8144 | 2024-12-01 | BH Colorado Electric Oper Co | Regulated Electric (122) | COE Elec 115kV Transmission Lines | 213 (T) Canon Plant-Skala Sub | 135600 | Estimated Additions: 0010000000 | 39798030 | This project is to rebuild the 115 kV line between SKALA and Canon Plant subs | 2024-10-04 | 2024-10-01 | 10079182
22400 | 572635.12 | 90552.0399 | 482083.0801 | 2024-12-01 | BH Colorado Electric Oper Co | Regulated Electric (122) | COE Elec 115kV Transmission Lines | 213 (T) Canon Plant-Skala Sub | 135600 | Static Wire (Transmission Lines): 1682000000 | 21755122 | Static Wire (Transmission Lines) | 2014-03-28 | 2014-01-01 | 10058861
9 | 12910.29 | 2430.3955 | 10479.8945 | 2024-12-01 | BH Colorado Electric Oper Co | Regulated Electric (122) | COE Elec 115kV Transmission Lines | 213 (T) Canon Plant-Skala Sub | 135600 | Suspension Insulators: 4273000000 | 21755115 | Suspension Insulators | 2012-06-25 | 2012-01-01 | 10058861
86 | 9852.24 | 3041.7224 | 6810.5176 | 2024-12-01 | BH Colorado Electric Oper Co | Regulated Electric (122) | COE Elec 115kV Transmission Lines | 213 (T) Canon Plant-Skala Sub | 135600 | Suspension Insulators: 4273000000 | 21754923 | SUSPENSION INSULATORS | 2004-11-15 | 2005-01-01 | 10058861
4 | 1525.49 | 80.4097 | 1445.0803 | 2024-12-01 | BH Colorado Electric Oper Co | Regulated Electric (122) | COE Elec 115kV Transmission Lines | 213 (T) Canon Plant-Skala Sub | 135600 | Suspension Insulators: 4273000000 | 34940650 | Suspension Insulators | 2021-11-12 | 2021-01-01 | 10077295
12 | 4538.6 | 307.5852 | 4231.0148 | 2024-12-01 | BH Colorado Electric Oper Co | Regulated Electric (122) | COE Elec 115kV Transmission Lines | 213 (T) Canon Plant-Skala Sub | 135600 | Suspension Insulators: 4273000000 | 34776362 | Suspension Insulators | 2020-07-13 | 2020-01-01 | 10069625
1 | 120.9 | -3.9725 | 124.8725 | 2024-12-01 | BH Colorado Electric Oper Co | Regulated Electric (122) | COE Elec 115kV Transmission Lines | 215 (T) Hyde Park- West Station | 135001 | Land: 4481XXXXXX | 21750076 | LAND - TRACT 26 | 1955-07-01 | 1955-07-01 | 50507XFER
1 | 158.84 | -5.2191 | 164.0591 | 2024-12-01 | BH Colorado Electric Oper Co | Regulated Electric (122) | COE Elec 115kV Transmission Lines | 215 (T) Hyde Park- West Station | 135001 | Land: 4481XXXXXX | 21749918 | LAND - TRACT 24 | 1955-07-01 | 1955-07-01 | 50507XFER
1 | 211.78 | -6.9585 | 218.7385 | 2024-12-01 | BH Colorado Electric Oper Co | Regulated Electric (122) | COE Elec 115kV Transmission Lines | 215 (T) Hyde Park- West Station | 135001 | Land: 4481XXXXXX | 21743685 | LAND - TRACT 27 | 1955-07-01 | 1955-07-01 | 50507XFER
1 | 158.84 | -5.2191 | 164.0591 | 2024-12-01 | BH Colorado Electric Oper Co | Regulated Electric (122) | COE Elec 115kV Transmission Lines | 215 (T) Hyde Park- West Station | 135001 | Land: 4481XXXXXX | 21750000 | LAND - TRACT 25 | 1955-07-01 | 1955-07-01 | 50507XFER
1 | 1200 | -39.4289 | 1239.4289 | 2024-12-01 | BH Colorado Electric Oper Co | Regulated Electric (122) | COE Elec 115kV Transmission Lines | 215 (T) Hyde Park- West Station | 135001 | Land: 4481XXXXXX | 21749907 | LAND - TRACT 29 | 1955-07-01 | 1955-07-01 | 50507XFER
1 | 11.73 | -0.38542 | 12.1154 | 2024-12-01 | BH Colorado Electric Oper Co | Regulated Electric (122) | COE Elec 115kV Transmission Lines | 215 (T) Hyde Park- West Station | 135001 | Land: 4481XXXXXX | 21749912 | LAND - TRACT 28 | 1955-07-01 | 1955-07-01 | 50507XFER
1 | 18.46 | -0.60655 | 19.0665 | 2024-12-01 | BH Colorado Electric Oper Co | Regulated Electric (122) | COE Elec 115kV Transmission Lines | 215 (T) Hyde Park- West Station | 135001 | Land: 4481XXXXXX | 21750037 | LAND - TRACT 23 | 1955-07-01 | 1955-07-01 | 50507XFER
1 | 26.62 | -0.75407 | 27.3741 | 2024-12-01 | BH Colorado Electric Oper Co | Regulated Electric (122) | COE Elec 115kV Transmission Lines | 215 (T) Hyde Park- West Station | 135002 | Land Rights - Non-Depreciable: 4552XXXXXX | 21750096 | T-LIN S18 T20 R64 | 1959-07-01 | 1959-07-01 | 50507XFER
1 | 165.21 | -3.108 | 168.318 | 2024-12-01 | BH Colorado Electric Oper Co | Regulated Electric (122) | COE Elec 115kV Transmission Lines | 215 (T) Hyde Park- West Station | 135002 | Land Rights - Non-Depreciable: 4552XXXXXX | 21750194 | T-LIN S25 T20 R65 | 1981-07-01 | 1981-07-01 | 50507XFER
1 | 526.5 | -12.8654 | 539.3654 | 2024-12-01 | BH Colorado Electric Oper Co | Regulated Electric (122) | COE Elec 115kV Transmission Lines | 215 (T) Hyde Park- West Station | 135002 | Land Rights - Non-Depreciable: 4552XXXXXX | 21750124 | T-LIN S27 T20 R64 | 1968-07-01 | 1968-07-01 | 50507XFER
1 | 623.05 | -15.2246 | 638.2746 | 2024-12-01 | BH Colorado Electric Oper Co | Regulated Electric (122) | COE Elec 115kV Transmission Lines | 215 (T) Hyde Park- West Station | 135002 | Land Rights - Non-Depreciable: 4552XXXXXX | 21750117 | T-LIN S28 T20 R64 | 1968-07-01 | 1968-07-01 | 50507XFER
1 | 53.24 | -1.5081 | 54.7481 | 2024-12-01 | BH Colorado Electric Oper Co | Regulated Electric (122) | COE Elec 115kV Transmission Lines | 215 (T) Hyde Park- West Station | 135002 | Land Rights - Non-Depreciable: 4552XXXXXX | 21750091 | T-LIN S07 T20 R64 | 1959-07-01 | 1959-07-01 | 50507XFER
1 | 285 | -10.1692 | 295.1692 | 2024-12-01 | BH Colorado Electric Oper Co | Regulated Electric (122) | COE Elec 115kV Transmission Lines | 215 (T) Hyde Park- West Station | 135002 | Land Rights - Non-Depreciable: 4552XXXXXX | 21743670 | T-LIN S07 T20 R64 | 1942-07-01 | 1942-07-01 | 50507XFER
4 | 697.25 | -17.6418 | 714.8918 | 2024-12-01 | BH Colorado Electric Oper Co | Regulated Electric (122) | COE Elec 115kV Transmission Lines | 215 (T) Hyde Park- West Station | 135002 | Land Rights - Non-Depreciable: 4552XXXXXX | 21750110 | T-LIN S07 T20 R64 | 1966-07-01 | 1966-07-01 | 50507XFER
1 | 555.55 | -15.7372 | 571.2872 | 2024-12-01 | BH Colorado Electric Oper Co | Regulated Electric (122) | COE Elec 115kV Transmission Lines | 215 (T) Hyde Park- West Station | 135002 | Land Rights - Non-Depreciable: 4552XXXXXX | 21750103 | T-LIN S26 T20 R64 | 1959-07-01 | 1959-07-01 | 50507XFER
1 | 33.5 | -1.185 | 34.685 | 2024-12-01 | BH Colorado Electric Oper Co | Regulated Electric (122) | COE Elec 115kV Transmission Lines | 215 (T) Hyde Park- West Station | 135002 | Land Rights - Non-Depreciable: 4552XXXXXX | 21743677 | T-LIN S07 T20 R64 | 1943-07-01 | 1943-07-01 | 50507XFER
1 | 55.01 | 28.8064 | 26.2036 | 2024-12-01 | BH Colorado Electric Oper Co | Regulated Electric (122) | COE Elec 115kV Transmission Lines | 215 (T) Hyde Park- West Station | 135500 | Crossarm Assemblies, Wood: 7914000000 | 21750237 | CROSSARM ASSEMBLIES, WOOD | 1983-07-01 | 1983-07-01 | 50507XFER
1 | 138.27 | 51.4687 | 86.8013 | 2024-12-01 | BH Colorado Electric Oper Co | Regulated Electric (122) | COE Elec 115kV Transmission Lines | 215 (T) Hyde Park- West Station | 135500 | Crossarm Assemblies, Wood: 7914000000 | 21748696 | CROSSARM ASSEMBLIES, WOOD | 1995-07-01 | 1995-07-01 | 50507XFER
1 | 382.27 | 209.8225 | 172.4475 | 2024-12-01 | BH Colorado Electric Oper Co | Regulated Electric (122) | COE Elec 115kV Transmission Lines | 215 (T) Hyde Park- West Station | 135500 | Crossarm Assemblies, Wood: 7914000000 | 21750131 | CROSSARM ASSEMBLIES, WOOD | 1981-07-01 | 1981-07-01 | 50507XFER
1 | 233.56 | 128.1977 | 105.3623 | 2024-12-01 | BH Colorado Electric Oper Co | Regulated Electric (122) | COE Elec 115kV Transmission Lines | 215 (T) Hyde Park- West Station | 135500 | Crossarm Assemblies, Wood: 7914000000 | 21750168 | CROSSARM ASSEMBLIES, WOOD | 1981-07-01 | 1981-07-01 | 50507XFER
4 | 8819.56 | 2281.3581 | 6538.2019 | 2024-12-01 | BH Colorado Electric Oper Co | Regulated Electric (122) | COE Elec 115kV Transmission Lines | 215 (T) Hyde Park- West Station | 135500 | Crossarm Assemblies, Wood: 7914000000 | 21748741 | CROSSARM ASSEMBLIES, WOOD | 2004-02-27 | 2004-01-01 | 50507XFER
18 | 487213.44 | 64550.7528 | 422662.6872 | 2024-12-01 | BH Colorado Electric Oper Co | Regulated Electric (122) | COE Elec 115kV Transmission Lines | 215 (T) Hyde Park- West Station | 135500 | Crossarm Assemblies, Wood: 7914000000 | 21748816 | Crossarm Assemblies, Wood | 2014-01-17 | 2014-01-01 | 50507XFER
0 | 240.34 | 128.8865 | 111.4535 | 2024-12-01 | BH Colorado Electric Oper Co | Regulated Electric (122) | COE Elec 115kV Transmission Lines | 215 (T) Hyde Park- West Station | 135500 | Crossarm Assemblies, Wood: 7914000000 | 21750218 | CROSSARM ASSEMBLIES, WOOD | 1982-07-01 | 1982-07-01 | 50507XFER
1 | 123.57 | 45.9968 | 77.5732 | 2024-12-01 | BH Colorado Electric Oper Co | Regulated Electric (122) | COE Elec 115kV Transmission Lines | 215 (T) Hyde Park- West Station | 135500 | Crossarm Assemblies, Wood: 7914000000 | 21748682 | CROSSARM ASSEMBLIES, WOOD | 1995-07-01 | 1995-07-01 | 50507XFER
0 | 3979.59 | 878.7574 | 3100.8326 | 2024-12-01 | BH Colorado Electric Oper Co | Regulated Electric (122) | COE Elec 115kV Transmission Lines | 215 (T) Hyde Park- West Station | 135500 | Crossarm Assemblies, Wood: 7914000000 | 21748755 | CROSSARM ASSEMBLIES, WOOD | 2007-12-01 | 2007-01-01 | 50507XFER
2 | 216.25 | 102.3246 | 113.9254 | 2024-12-01 | BH Colorado Electric Oper Co | Regulated Electric (122) | COE Elec 115kV Transmission Lines | 215 (T) Hyde Park- West Station | 135500 | Crossarm Assemblies, Wood: 7914000000 | 21750244 | CROSSARM ASSEMBLIES, WOOD | 1987-07-01 | 1987-07-01 | 50507XFER
2 | 3690.12 | 395.7785 | 3294.3415 | 2024-12-01 | BH Colorado Electric Oper Co | Regulated Electric (122) | COE Elec 115kV Transmission Lines | 215 (T) Hyde Park- West Station | 135500 | Crossarm Assemblies, Wood: 7914000000 | 21741768 | Crossarm Assemblies, Wood | 2016-07-01 | 2016-07-01 | 50507XFER
6 | 1604.47 | 880.6705 | 723.7995 | 2024-12-01 | BH Colorado Electric Oper Co | Regulated Electric (122) | COE Elec 115kV Transmission Lines | 215 (T) Hyde Park- West Station | 135500 | Crossarm Assemblies, Wood: 7914000000 | 21750161 | CROSSARM ASSEMBLIES, WOOD | 1981-07-01 | 1981-07-01 | 50507XFER
0 | 0 | 0 | 0 | 2024-12-01 | BH Colorado Electric Oper Co | Regulated Electric (122) | COE Elec 115kV Transmission Lines | 215 (T) Hyde Park- West Station | 135500 | Estimated Additions: 0010000000 | 38771261 | COE 115kV Pole Treatments 2023. Contractor services for pole treatments (fumigants/preservatives). | 2023-12-31 | 2024-03-01 | 10082506
0 | 0 | 0 | 0 | 2024-12-01 | BH Colorado Electric Oper Co | Regulated Electric (122) | COE Elec 115kV Transmission Lines | 215 (T) Hyde Park- West Station | 135500 | Estimated Additions: 0010000000 | 30577540 | This wo is to replace the 3-pole structure that cought on fire next to the 4th street bridge. | 2020-04-29 | 2020-12-01 | 10070120
0 | 0 | 0 | 0 | 2024-12-01 | BH Colorado Electric Oper Co | Regulated Electric (122) | COE Elec 115kV Transmission Lines | 215 (T) Hyde Park- West Station | 135500 | Estimated Additions: 0010000000 | 29227322 | This wo is to replace the 3-pole structure that cought on fire next to the 4th street bridge. | 2020-04-29 | 2020-04-01 | 10070120
1 | 112446.76 | 23411.1995 | 89035.5605 | 2024-12-01 | BH Colorado Electric Oper Co | Regulated Electric (122) | COE Elec 115kV Transmission Lines | 215 (T) Hyde Park- West Station | 135500 | Pole, Steel: 7912000000 | 21748767 | POLE, STEEL-SPECIAL CUSTOM STRUCTURE | 2008-01-10 | 2008-01-01 | 50507XFER
3 | 21312.12 | 2823.636 | 18488.484 | 2024-12-01 | BH Colorado Electric Oper Co | Regulated Electric (122) | COE Elec 115kV Transmission Lines | 215 (T) Hyde Park- West Station | 135500 | Pole, Wood, 45': 6161450000 | 21748781 | Pole, Wood, 45' | 2014-01-17 | 2014-01-01 | 50507XFER
6 | 185435.95 | 24568.3497 | 160867.6003 | 2024-12-01 | BH Colorado Electric Oper Co | Regulated Electric (122) | COE Elec 115kV Transmission Lines | 215 (T) Hyde Park- West Station | 135500 | Pole, Wood, 55': 6161550000 | 21748837 | Pole, Wood, 55' | 2014-01-17 | 2014-01-01 | 50507XFER
16 | 199653.06 | 26451.97 | 173201.09 | 2024-12-01 | BH Colorado Electric Oper Co | Regulated Electric (122) | COE Elec 115kV Transmission Lines | 215 (T) Hyde Park- West Station | 135500 | Pole, Wood, 60': 6161600000 | 21748802 | Pole, Wood, 60' | 2014-01-17 | 2014-01-01 | 50507XFER
3 | 101595.24 | 7050.6436 | 94544.5964 | 2024-12-01 | BH Colorado Electric Oper Co | Regulated Electric (122) | COE Elec 115kV Transmission Lines | 215 (T) Hyde Park- West Station | 135500 | Pole, Wood, 65' Or Greater: 6161650000 | 29785421 | Pole, Wood, 70' | 2019-05-23 | 2019-01-01 | 10057765
8 | 63232.71 | 6781.9326 | 56450.7774 | 2024-12-01 | BH Colorado Electric Oper Co | Regulated Electric (122) | COE Elec 115kV Transmission Lines | 215 (T) Hyde Park- West Station | 135500 | Pole, Wood, 65' Or Greater: 6161650000 | 21741754 | Pole, Wood, 65' Or Greater | 2016-07-01 | 2016-01-01 | 50507XFER
44 | 753851.31 | 99877.5188 | 653973.7912 | 2024-12-01 | BH Colorado Electric Oper Co | Regulated Electric (122) | COE Elec 115kV Transmission Lines | 215 (T) Hyde Park- West Station | 135500 | Pole, Wood, 65' Or Greater: 6161650000 | 21748830 | Pole, Wood, 95' | 2014-01-17 | 2014-01-01 | 50507XFER
3 | 65846.72 | 3738.861 | 62107.859 | 2024-12-01 | BH Colorado Electric Oper Co | Regulated Electric (122) | COE Elec 115kV Transmission Lines | 215 (T) Hyde Park- West Station | 135500 | Pole, Wood, 65' Or Greater: 6161650000 | 34777846 | Pole, Wood, 65' Or Greater | 2020-04-29 | 2020-01-01 | 10070120
1 | 498.92 | 261.2636 | 237.6564 | 2024-12-01 | BH Colorado Electric Oper Co | Regulated Electric (122) | COE Elec 115kV Transmission Lines | 215 (T) Hyde Park- West Station | 135500 | Pole, Wood: 7911000000 | 21750225 | POLE, WOOD | 1983-07-01 | 1983-07-01 | 50507XFER
0 | 2163.07 | 1159.9839 | 1003.0861 | 2024-12-01 | BH Colorado Electric Oper Co | Regulated Electric (122) | COE Elec 115kV Transmission Lines | 215 (T) Hyde Park- West Station | 135500 | Pole, Wood: 7911000000 | 21750206 | POLE, WOOD | 1982-07-01 | 1982-07-01 | 50507XFER
2 | 1946.26 | 920.9265 | 1025.3335 | 2024-12-01 | BH Colorado Electric Oper Co | Regulated Electric (122) | COE Elec 115kV Transmission Lines | 215 (T) Hyde Park- West Station | 135500 | Pole, Wood: 7911000000 | 21750251 | POLE, WOOD | 1987-07-01 | 1987-07-01 | 50507XFER
1 | 1112.16 | 413.9828 | 698.1772 | 2024-12-01 | BH Colorado Electric Oper Co | Regulated Electric (122) | COE Elec 115kV Transmission Lines | 215 (T) Hyde Park- West Station | 135500 | Pole, Wood: 7911000000 | 21748654 | POLE, WOOD | 1995-07-01 | 1995-07-01 | 50507XFER
1 | 1244.42 | 463.2143 | 781.2057 | 2024-12-01 | BH Colorado Electric Oper Co | Regulated Electric (122) | COE Elec 115kV Transmission Lines | 215 (T) Hyde Park- West Station | 135500 | Pole, Wood: 7911000000 | 21748661 | POLE, WOOD | 1995-07-01 | 1995-07-01 | 50507XFER
1 | 4061.43 | 2229.2604 | 1832.1696 | 2024-12-01 | BH Colorado Electric Oper Co | Regulated Electric (122) | COE Elec 115kV Transmission Lines | 215 (T) Hyde Park- West Station | 135500 | Pole, Wood: 7911000000 | 21750140 | POLE, WOOD | 1981-07-01 | 1981-07-01 | 50507XFER
10 | 34418.02 | 8902.9189 | 25515.1011 | 2024-12-01 | BH Colorado Electric Oper Co | Regulated Electric (122) | COE Elec 115kV Transmission Lines | 215 (T) Hyde Park- West Station | 135500 | Pole, Wood: 7911000000 | 21748734 | POLE, WOOD | 2004-02-27 | 2004-01-01 | 50507XFER
0 | 0 | 0 | 0 | 2024-12-01 | BH Colorado Electric Oper Co | Regulated Electric (122) | COE Elec 115kV Transmission Lines | 215 (T) Hyde Park- West Station | 135500 | Pole, Wood: 7911000000 | 21750147 | POLE, WOOD | 1981-07-01 | 1981-07-01 | 50507XFER
6 | 14605.88 | 8016.9572 | 6588.9228 | 2024-12-01 | BH Colorado Electric Oper Co | Regulated Electric (122) | COE Elec 115kV Transmission Lines | 215 (T) Hyde Park- West Station | 135500 | Pole, Wood: 7911000000 | 21750187 | POLE, WOOD | 1981-07-01 | 1981-07-01 | 50507XFER
110 | 45.54 | 14.0598 | 31.4802 | 2024-12-01 | BH Colorado Electric Oper Co | Regulated Electric (122) | COE Elec 115kV Transmission Lines | 215 (T) Hyde Park- West Station | 135600 | Cable, Oh-Duplex 6 & Sma: 0842070000 | 21748748 | CABLE, OH-DUPLEX SIZE 6 & SMALLER | 2004-02-27 | 2004-01-01 | 50507XFER
56194 | 545603.04 | 86277.3981 | 459325.6419 | 2024-12-01 | BH Colorado Electric Oper Co | Regulated Electric (122) | COE Elec 115kV Transmission Lines | 215 (T) Hyde Park- West Station | 135600 | Conductor, Oh Acsr Bare 795 Mcm: 1681097950 | 21748823 | Conductor, Oh Acsr Bare 795 Mcm | 2014-01-17 | 2014-01-01 | 50507XFER
1206 | 49613.69 | 4109.5585 | 45504.1315 | 2024-12-01 | BH Colorado Electric Oper Co | Regulated Electric (122) | COE Elec 115kV Transmission Lines | 215 (T) Hyde Park- West Station | 135600 | Conductor, Oh Acsr Bare 795 Mcm: 1681097950 | 29785451 | Conductor, Oh Acsr Bare 795 Mcm | 2019-05-23 | 2019-01-01 | 10057765
76 | 2099.93 | 932.9511 | 1166.9789 | 2024-12-01 | BH Colorado Electric Oper Co | Regulated Electric (122) | COE Elec 115kV Transmission Lines | 215 (T) Hyde Park- West Station | 135600 | Conductor, Oh Copper Poly/WP 1/0: 1684050000 | 21748675 | CONDUCTOR, OH-CU,POLY-1/0 | 1995-07-01 | 1995-07-01 | 50507XFER
23697 | 76046.99 | 49819.8273 | 26227.1627 | 2024-12-01 | BH Colorado Electric Oper Co | Regulated Electric (122) | COE Elec 115kV Transmission Lines | 215 (T) Hyde Park- West Station | 135600 | Conductor, Oh: 1681000000 | 21750180 | TRANSMISSION LINES-CONDUCTOR | 1981-07-01 | 1981-07-01 | 50507XFER
25500 | 172688.36 | 27307.5868 | 145380.7732 | 2024-12-01 | BH Colorado Electric Oper Co | Regulated Electric (122) | COE Elec 115kV Transmission Lines | 215 (T) Hyde Park- West Station | 135600 | FIBER OPTIC GROUND WIRE: 1683000000 | 21748809 | OPGW | 2014-01-17 | 2014-01-01 | 50507XFER
405 | 14217.7 | 1177.6683 | 13040.0317 | 2024-12-01 | BH Colorado Electric Oper Co | Regulated Electric (122) | COE Elec 115kV Transmission Lines | 215 (T) Hyde Park- West Station | 135600 | FIBER OPTIC GROUND WIRE: 1683000000 | 29785373 | FIBER OPTIC GROUND WIRE | 2019-05-23 | 2019-01-01 | 10057765
6 | 4846.02 | 2152.9763 | 2693.0437 | 2024-12-01 | BH Colorado Electric Oper Co | Regulated Electric (122) | COE Elec 115kV Transmission Lines | 215 (T) Hyde Park- West Station | 135600 | Post Insulators: 4272000000 | 21748689 | POST INSULATORS | 1995-07-01 | 1995-07-01 | 50507XFER
9 | 5962.55 | 1840.8425 | 4121.7075 | 2024-12-01 | BH Colorado Electric Oper Co | Regulated Electric (122) | COE Elec 115kV Transmission Lines | 215 (T) Hyde Park- West Station | 135600 | Post Insulators: 4272000000 | 21748703 | POST INSULATORS | 2004-02-01 | 2004-01-01 | 50507XFER
18 | 27693.93 | 4379.3015 | 23314.6285 | 2024-12-01 | BH Colorado Electric Oper Co | Regulated Electric (122) | COE Elec 115kV Transmission Lines | 215 (T) Hyde Park- West Station | 135600 | Post Insulators: 4272000000 | 21748774 | POST INSULATORS | 2014-01-17 | 2014-01-01 | 50507XFER
12800 | 54946.34 | 8688.7845 | 46257.5555 | 2024-12-01 | BH Colorado Electric Oper Co | Regulated Electric (122) | COE Elec 115kV Transmission Lines | 215 (T) Hyde Park- West Station | 135600 | Static Wire (Transmission Lines): 1682000000 | 21748788 | 3/8" EHS Steel SW | 2014-01-17 | 2014-01-01 | 50507XFER
405 | 3147.1 | 260.6779 | 2886.4221 | 2024-12-01 | BH Colorado Electric Oper Co | Regulated Electric (122) | COE Elec 115kV Transmission Lines | 215 (T) Hyde Park- West Station | 135600 | Static Wire (Transmission Lines): 1682000000 | 29785361 | Static Wire (Transmission Lines) | 2019-05-23 | 2019-01-01 | 10057765
3271 | 3599.87 | 2358.3432 | 1241.5268 | 2024-12-01 | BH Colorado Electric Oper Co | Regulated Electric (122) | COE Elec 115kV Transmission Lines | 215 (T) Hyde Park- West Station | 135600 | Static Wire (Transmission Lines): 1682000000 | 21750199 | STATIC WIRE (TRANSMISSION LINE | 1981-07-01 | 1981-07-01 | 50507XFER
103 | 41796.25 | 6609.3321 | 35186.9179 | 2024-12-01 | BH Colorado Electric Oper Co | Regulated Electric (122) | COE Elec 115kV Transmission Lines | 215 (T) Hyde Park- West Station | 135600 | Suspension Insulators: 4273000000 | 21748795 | SUSPENSION INSULATORS | 2014-01-17 | 2014-01-01 | 50507XFER
24 | 1396 | 178.7044 | 1217.2956 | 2024-12-01 | BH Colorado Electric Oper Co | Regulated Electric (122) | COE Elec 115kV Transmission Lines | 215 (T) Hyde Park- West Station | 135600 | Suspension Insulators: 4273000000 | 21741761 | Suspension Insulators | 2016-07-01 | 2016-01-01 | 50507XFER
9 | 334.46 | 103.2592 | 231.2008 | 2024-12-01 | BH Colorado Electric Oper Co | Regulated Electric (122) | COE Elec 115kV Transmission Lines | 215 (T) Hyde Park- West Station | 135600 | Suspension Insulators: 4273000000 | 21748710 | SUSPENSION INSULATORS | 2004-02-01 | 2004-01-01 | 50507XFER
1 | 161.51 | -4.8543 | 166.3643 | 2024-12-01 | BH Colorado Electric Oper Co | Regulated Electric (122) | COE Elec 115kV Transmission Lines | 230 (T) W. Station - Xcel Tap | 135002 | Land Rights - Non-Depreciable: 4552XXXXXX | 21744620 | T-LIN S18 T19 R65 | 1955-07-01 | 1955-07-01 | 50507XFER
2 | 82.02 | -2.4652 | 84.4852 | 2024-12-01 | BH Colorado Electric Oper Co | Regulated Electric (122) | COE Elec 115kV Transmission Lines | 230 (T) W. Station - Xcel Tap | 135002 | Land Rights - Non-Depreciable: 4552XXXXXX | 21744605 | T-LIN S27 T20 R65 | 1955-07-01 | 1955-07-01 | 50507XFER
1 | 15.38 | -0.46226 | 15.8423 | 2024-12-01 | BH Colorado Electric Oper Co | Regulated Electric (122) | COE Elec 115kV Transmission Lines | 230 (T) W. Station - Xcel Tap | 135002 | Land Rights - Non-Depreciable: 4552XXXXXX | 21744639 | T-LIN S17 T19 R65 | 1955-07-01 | 1955-07-01 | 50507XFER
1 | 22.97 | -0.69038 | 23.6604 | 2024-12-01 | BH Colorado Electric Oper Co | Regulated Electric (122) | COE Elec 115kV Transmission Lines | 230 (T) W. Station - Xcel Tap | 135002 | Land Rights - Non-Depreciable: 4552XXXXXX | 21744615 | T-LIN S20 T19 R65 | 1955-07-01 | 1955-07-01 | 50507XFER
1 | 92.3 | -2.7742 | 95.0742 | 2024-12-01 | BH Colorado Electric Oper Co | Regulated Electric (122) | COE Elec 115kV Transmission Lines | 230 (T) W. Station - Xcel Tap | 135002 | Land Rights - Non-Depreciable: 4552XXXXXX | 21744634 | T-LIN S29 T18 R65 | 1955-07-01 | 1955-07-01 | 50507XFER
1 | 15.38 | -0.46226 | 15.8423 | 2024-12-01 | BH Colorado Electric Oper Co | Regulated Electric (122) | COE Elec 115kV Transmission Lines | 230 (T) W. Station - Xcel Tap | 135002 | Land Rights - Non-Depreciable: 4552XXXXXX | 21744600 | T-LIN S25 T20 R65 | 1955-07-01 | 1955-07-01 | 50507XFER
1 | 10.26 | -0.30837 | 10.5684 | 2024-12-01 | BH Colorado Electric Oper Co | Regulated Electric (122) | COE Elec 115kV Transmission Lines | 230 (T) W. Station - Xcel Tap | 135002 | Land Rights - Non-Depreciable: 4552XXXXXX | 21744610 | T-LIN S28 T20 R65 | 1955-07-01 | 1955-07-01 | 50507XFER
1 | 461.5 | -11.0766 | 472.5766 | 2024-12-01 | BH Colorado Electric Oper Co | Regulated Electric (122) | COE Elec 115kV Transmission Lines | 230 (T) W. Station - Xcel Tap | 135002 | Land Rights - Non-Depreciable: 4552XXXXXX | 21744724 | T-LIN S20 T17 R75 | 1969-07-01 | 1969-07-01 | 50507XFER
3 | 138.85 | -4.1733 | 143.0233 | 2024-12-01 | BH Colorado Electric Oper Co | Regulated Electric (122) | COE Elec 115kV Transmission Lines | 230 (T) W. Station - Xcel Tap | 135002 | Land Rights - Non-Depreciable: 4552XXXXXX | 21744627 | T-LIN S17 T18 R65 | 1955-07-01 | 1955-07-01 | 50507XFER
1 | 15.38 | -0.46226 | 15.8423 | 2024-12-01 | BH Colorado Electric Oper Co | Regulated Electric (122) | COE Elec 115kV Transmission Lines | 230 (T) W. Station - Xcel Tap | 135002 | Land Rights - Non-Depreciable: 4552XXXXXX | 21744644 | T-LIN S17 T20 R65 | 1955-07-01 | 1955-07-01 | 50507XFER
2 | 471.8 | -14.1804 | 485.9804 | 2024-12-01 | BH Colorado Electric Oper Co | Regulated Electric (122) | COE Elec 115kV Transmission Lines | 230 (T) W. Station - Xcel Tap | 135002 | Land Rights - Non-Depreciable: 4552XXXXXX | 21744649 | T-LIN S32 T20 R65 | 1955-07-01 | 1955-07-01 | 50507XFER
0 | 0 | 0 | 0 | 2024-12-01 | BH Colorado Electric Oper Co | Regulated Electric (122) | COE Elec 115kV Transmission Lines | 230 (T) W. Station - Xcel Tap | 135500 | Crossarm Assemblies, Wood: 7914000000 | 21744869 | CROSSARM ASSEMBLIES, WOOD | 1986-07-01 | 1986-07-01 | 50507XFER
2 | 387.2 | 232.0714 | 155.1286 | 2024-12-01 | BH Colorado Electric Oper Co | Regulated Electric (122) | COE Elec 115kV Transmission Lines | 230 (T) W. Station - Xcel Tap | 135500 | Crossarm Assemblies, Wood: 7914000000 | 21744831 | CROSSARM ASSEMBLIES, WOOD | 1977-07-01 | 1977-07-01 | 50507XFER
1 | 4.46 | 3.067 | 1.393 | 2024-12-01 | BH Colorado Electric Oper Co | Regulated Electric (122) | COE Elec 115kV Transmission Lines | 230 (T) W. Station - Xcel Tap | 135500 | Crossarm Assemblies, Wood: 7914000000 | 21744773 | CROSSARM ASSEMBLIES, WOOD | 1970-07-01 | 1970-07-01 | 50507XFER
4 | 149.55 | 104.7302 | 44.8198 | 2024-12-01 | BH Colorado Electric Oper Co | Regulated Electric (122) | COE Elec 115kV Transmission Lines | 230 (T) W. Station - Xcel Tap | 135500 | Crossarm Assemblies, Wood: 7914000000 | 21744745 | CROSSARM ASSEMBLIES, WOOD | 1969-07-01 | 1969-07-01 | 50507XFER
0 | 19.25 | 7.8942 | 11.3558 | 2024-12-01 | BH Colorado Electric Oper Co | Regulated Electric (122) | COE Elec 115kV Transmission Lines | 230 (T) W. Station - Xcel Tap | 135500 | Crossarm Assemblies, Wood: 7914000000 | 21744909 | CROSSARM ASSEMBLIES, WOOD | 1992-07-01 | 1992-07-01 | 50507XFER
0 | 1219.01 | 499.9003 | 719.1097 | 2024-12-01 | BH Colorado Electric Oper Co | Regulated Electric (122) | COE Elec 115kV Transmission Lines | 230 (T) W. Station - Xcel Tap | 135500 | Crossarm Assemblies, Wood: 7914000000 | 21744902 | CROSSARM ASSEMBLIES, WOOD | 1992-07-01 | 1992-07-01 | 50507XFER
22 | 572.63 | 401.0139 | 171.6161 | 2024-12-01 | BH Colorado Electric Oper Co | Regulated Electric (122) | COE Elec 115kV Transmission Lines | 230 (T) W. Station - Xcel Tap | 135500 | Crossarm Assemblies, Wood: 7914000000 | 21744710 | CROSSARM ASSEMBLIES, WOOD | 1969-07-01 | 1969-07-01 | 50507XFER
9 | 194.41 | 136.1457 | 58.2643 | 2024-12-01 | BH Colorado Electric Oper Co | Regulated Electric (122) | COE Elec 115kV Transmission Lines | 230 (T) W. Station - Xcel Tap | 135500 | Crossarm Assemblies, Wood: 7914000000 | 21744696 | CROSSARM ASSEMBLIES, WOOD | 1969-07-01 | 1969-07-01 | 50507XFER
1 | 36.85 | 25.8061 | 11.0439 | 2024-12-01 | BH Colorado Electric Oper Co | Regulated Electric (122) | COE Elec 115kV Transmission Lines | 230 (T) W. Station - Xcel Tap | 135500 | Crossarm Assemblies, Wood: 7914000000 | 21744731 | CROSSARM ASSEMBLIES, WOOD | 1969-07-01 | 1969-07-01 | 50507XFER
4 | 553.14 | 331.5289 | 221.6111 | 2024-12-01 | BH Colorado Electric Oper Co | Regulated Electric (122) | COE Elec 115kV Transmission Lines | 230 (T) W. Station - Xcel Tap | 135500 | Crossarm Assemblies, Wood: 7914000000 | 21744824 | CROSSARM ASSEMBLIES, WOOD | 1977-07-01 | 1977-07-01 | 50507XFER
0 | 12.83 | 5.2614 | 7.5686 | 2024-12-01 | BH Colorado Electric Oper Co | Regulated Electric (122) | COE Elec 115kV Transmission Lines | 230 (T) W. Station - Xcel Tap | 135500 | Crossarm Assemblies, Wood: 7914000000 | 21744888 | CROSSARM ASSEMBLIES, WOOD | 1992-07-01 | 1992-07-01 | 50507XFER
0 | 19.25 | 7.8942 | 11.3558 | 2024-12-01 | BH Colorado Electric Oper Co | Regulated Electric (122) | COE Elec 115kV Transmission Lines | 230 (T) W. Station - Xcel Tap | 135500 | Crossarm Assemblies, Wood: 7914000000 | 21744923 | CROSSARM ASSEMBLIES, WOOD | 1992-07-01 | 1992-07-01 | 50507XFER
1 | 6586.63 | 290.8869 | 6295.7431 | 2024-12-01 | BH Colorado Electric Oper Co | Regulated Electric (122) | COE Elec 115kV Transmission Lines | 230 (T) W. Station - Xcel Tap | 135500 | Crossarm, Assy: 2453000000 | 34777963 | Crossarm, Assy | 2021-09-30 | 2021-01-01 | 10076499
1 | 8169.29 | 463.8627 | 7705.4273 | 2024-12-01 | BH Colorado Electric Oper Co | Regulated Electric (122) | COE Elec 115kV Transmission Lines | 230 (T) W. Station - Xcel Tap | 135500 | Crossarm, Assy: 2453000000 | 34796432 | Crossarm, Assy | 2020-10-26 | 2020-01-01 | 10070659
0 | 0 | 0 | 0 | 2024-12-01 | BH Colorado Electric Oper Co | Regulated Electric (122) | COE Elec 115kV Transmission Lines | 230 (T) W. Station - Xcel Tap | 135500 | Estimated Additions: 0010000000 | 34060308 | This is a work order to replace a cross arm on the transmission line from West Station to Midway | 2021-09-30 | 2021-11-01 | 10076499
0 | 0 | 0 | 0 | 2024-12-01 | BH Colorado Electric Oper Co | Regulated Electric (122) | COE Elec 115kV Transmission Lines | 230 (T) W. Station - Xcel Tap | 135500 | Estimated Additions: 0010000000 | 30168823 | This work order is for the replacment of the 3 pole just east of weststation that is broken | 2020-10-26 | 2020-10-01 | 10070659
0 | 0 | 0 | 0 | 2024-12-01 | BH Colorado Electric Oper Co | Regulated Electric (122) | COE Elec 115kV Transmission Lines | 230 (T) W. Station - Xcel Tap | 135500 | Estimated Additions: 0010000000 | 30577547 | This work order is for the replacment of the 3 pole just east of weststation that is broken | 2020-10-26 | 2020-12-01 | 10070659
0 | 0 | 0 | 0 | 2024-12-01 | BH Colorado Electric Oper Co | Regulated Electric (122) | COE Elec 115kV Transmission Lines | 230 (T) W. Station - Xcel Tap | 135500 | Estimated Additions: 0010000000 | 33819037 | This is a work order to replace a cross arm on the transmission line from West Station to Midway | 2021-09-30 | 2021-09-01 | 10076499
0 | 0 | 0 | 0 | 2024-12-01 | BH Colorado Electric Oper Co | Regulated Electric (122) | COE Elec 115kV Transmission Lines | 230 (T) W. Station - Xcel Tap | 135500 | Pole, Wood, 50': 6161500000 | 29785399 | Pole, Wood, 50' | 2019-05-23 | 2019-01-01 | 10057765
0 | 0 | 0 | 0 | 2024-12-01 | BH Colorado Electric Oper Co | Regulated Electric (122) | COE Elec 115kV Transmission Lines | 230 (T) W. Station - Xcel Tap | 135500 | Pole, Wood, 60': 6161600000 | 29785411 | Pole, Wood, 60' | 2019-05-23 | 2019-01-01 | 10057765
1 | 37201.45 | 2581.7564 | 34619.6936 | 2024-12-01 | BH Colorado Electric Oper Co | Regulated Electric (122) | COE Elec 115kV Transmission Lines | 230 (T) W. Station - Xcel Tap | 135500 | Pole, Wood, 65' Or Greater: 6161650000 | 29785427 | Pole, Wood, 70' | 2019-05-23 | 2019-01-01 | 10057765
3 | 25983.4 | 1475.3707 | 24508.0293 | 2024-12-01 | BH Colorado Electric Oper Co | Regulated Electric (122) | COE Elec 115kV Transmission Lines | 230 (T) W. Station - Xcel Tap | 135500 | Pole, Wood, 65' Or Greater: 6161650000 | 34796425 | Pole, Wood, 65' Or Greater | 2020-10-26 | 2020-01-01 | 10070659
7 | 2355.44 | 1649.5193 | 705.9207 | 2024-12-01 | BH Colorado Electric Oper Co | Regulated Electric (122) | COE Elec 115kV Transmission Lines | 230 (T) W. Station - Xcel Tap | 135500 | Pole, Wood: 7911000000 | 21744703 | POLE, WOOD | 1969-07-01 | 1969-07-01 | 50507XFER
0 | 173.23 | 71.0394 | 102.1906 | 2024-12-01 | BH Colorado Electric Oper Co | Regulated Electric (122) | COE Elec 115kV Transmission Lines | 230 (T) W. Station - Xcel Tap | 135500 | Pole, Wood: 7911000000 | 21744895 | POLE, WOOD | 1992-07-01 | 1992-07-01 | 50507XFER
1 | 331.66 | 232.2622 | 99.3978 | 2024-12-01 | BH Colorado Electric Oper Co | Regulated Electric (122) | COE Elec 115kV Transmission Lines | 230 (T) W. Station - Xcel Tap | 135500 | Pole, Wood: 7911000000 | 21744738 | POLE, WOOD | 1969-07-01 | 1969-07-01 | 50507XFER
22 | 5153.69 | 3609.1394 | 1544.5506 | 2024-12-01 | BH Colorado Electric Oper Co | Regulated Electric (122) | COE Elec 115kV Transmission Lines | 230 (T) W. Station - Xcel Tap | 135500 | Pole, Wood: 7911000000 | 21744689 | POLE, WOOD | 1969-07-01 | 1969-07-01 | 50507XFER
0 | 10971.08 | 4499.0985 | 6471.9815 | 2024-12-01 | BH Colorado Electric Oper Co | Regulated Electric (122) | COE Elec 115kV Transmission Lines | 230 (T) W. Station - Xcel Tap | 135500 | Pole, Wood: 7911000000 | 21744881 | POLE, WOOD | 1992-07-01 | 1992-07-01 | 50507XFER
0 | 173.23 | 71.0394 | 102.1906 | 2024-12-01 | BH Colorado Electric Oper Co | Regulated Electric (122) | COE Elec 115kV Transmission Lines | 230 (T) W. Station - Xcel Tap | 135500 | Pole, Wood: 7911000000 | 21744930 | POLE, WOOD | 1992-07-01 | 1992-07-01 | 50507XFER
3 | 583.22 | 408.4301 | 174.7899 | 2024-12-01 | BH Colorado Electric Oper Co | Regulated Electric (122) | COE Elec 115kV Transmission Lines | 230 (T) W. Station - Xcel Tap | 135500 | Pole, Wood: 7911000000 | 21744677 | POLE, WOOD | 1969-07-01 | 1969-07-01 | 50507XFER
2 | 3484.81 | 2088.6488 | 1396.1612 | 2024-12-01 | BH Colorado Electric Oper Co | Regulated Electric (122) | COE Elec 115kV Transmission Lines | 230 (T) W. Station - Xcel Tap | 135500 | Pole, Wood: 7911000000 | 21744845 | POLE, WOOD | 1977-07-01 | 1977-07-01 | 50507XFER
1 | 40.14 | 27.603 | 12.537 | 2024-12-01 | BH Colorado Electric Oper Co | Regulated Electric (122) | COE Elec 115kV Transmission Lines | 230 (T) W. Station - Xcel Tap | 135500 | Pole, Wood: 7911000000 | 21744766 | POLE, WOOD | 1970-07-01 | 1970-07-01 | 50507XFER
4 | 4978.28 | 2983.7719 | 1994.5081 | 2024-12-01 | BH Colorado Electric Oper Co | Regulated Electric (122) | COE Elec 115kV Transmission Lines | 230 (T) W. Station - Xcel Tap | 135500 | Pole, Wood: 7911000000 | 21744838 | POLE, WOOD | 1977-07-01 | 1977-07-01 | 50507XFER
0 | 115.49 | 47.361 | 68.129 | 2024-12-01 | BH Colorado Electric Oper Co | Regulated Electric (122) | COE Elec 115kV Transmission Lines | 230 (T) W. Station - Xcel Tap | 135500 | Pole, Wood: 7911000000 | 21744916 | POLE, WOOD | 1992-07-01 | 1992-07-01 | 50507XFER
1 | 401.64 | 195.1149 | 206.5251 | 2024-12-01 | BH Colorado Electric Oper Co | Regulated Electric (122) | COE Elec 115kV Transmission Lines | 230 (T) W. Station - Xcel Tap | 135500 | Pole, Wood: 7911000000 | 21744862 | POLE, WOOD | 1986-07-01 | 1986-07-01 | 50507XFER
1014 | 26651.38 | 2207.5642 | 24443.8158 | 2024-12-01 | BH Colorado Electric Oper Co | Regulated Electric (122) | COE Elec 115kV Transmission Lines | 230 (T) W. Station - Xcel Tap | 135600 | Conductor, Oh Acsr Bare 336.4 Mcm: 1681083360 | 29785445 | Conductor, Oh Acsr Bare 336.4 Mcm | 2019-05-23 | 2019-01-01 | 10057765
43400 | 7017.61 | 5865.6107 | 1151.9993 | 2024-12-01 | BH Colorado Electric Oper Co | Regulated Electric (122) | COE Elec 115kV Transmission Lines | 230 (T) W. Station - Xcel Tap | 135600 | Conductor, Oh: 1681000000 | 21744752 | TRANSMISSION LINES-CONDUCTOR | 1969-07-01 | 1969-07-01 | 50507XFER
750 | 817.4 | 794.0088 | 23.3912 | 2024-12-01 | BH Colorado Electric Oper Co | Regulated Electric (122) | COE Elec 115kV Transmission Lines | 230 (T) W. Station - Xcel Tap | 135600 | Conductor, Oh: 1681000000 | 21744656 | TRANSMISSION LINES-CONDUCTOR | 1960-07-01 | 1960-07-01 | 50507XFER
227246 | 69268.05 | 74588.1715 | -5320.1215 | 2024-12-01 | BH Colorado Electric Oper Co | Regulated Electric (122) | COE Elec 115kV Transmission Lines | 230 (T) W. Station - Xcel Tap | 135600 | Conductor, Oh: 1681000000 | 21744586 | CONDUCTOR, OVERHEAD | 1953-07-01 | 1953-07-01 | 50507XFER
29690 | 3127.13 | 2613.7855 | 513.3445 | 2024-12-01 | BH Colorado Electric Oper Co | Regulated Electric (122) | COE Elec 115kV Transmission Lines | 230 (T) W. Station - Xcel Tap | 135600 | Static Wire (Transmission Lines): 1682000000 | 21744717 | STATIC WIRE (TRANSMISSION LINE | 1969-07-01 | 1969-07-01 | 50507XFER
402 | 3123.78 | 258.7463 | 2865.0337 | 2024-12-01 | BH Colorado Electric Oper Co | Regulated Electric (122) | COE Elec 115kV Transmission Lines | 230 (T) W. Station - Xcel Tap | 135600 | Static Wire (Transmission Lines): 1682000000 | 29785358 | Static Wire (Transmission Lines) | 2019-05-23 | 2019-01-01 | 10057765
81990 | 8083.84 | 8704.718 | -620.878 | 2024-12-01 | BH Colorado Electric Oper Co | Regulated Electric (122) | COE Elec 115kV Transmission Lines | 230 (T) W. Station - Xcel Tap | 135600 | Static Wire (Transmission Lines): 1682000000 | 21744579 | STATIC WIRE (TRANSMISSION LINES) | 1953-07-01 | 1953-07-01 | 50507XFER
3 | 11376.66 | 2942.8038 | 8433.8562 | 2024-12-01 | BH Colorado Electric Oper Co | Regulated Electric (122) | COE Elec 115kV Transmission Lines | 231 (T) Northridge Sub to Exel Tap | 135500 | Pole, Wood: 7911000000 | 21748341 | POLE, WOOD | 2004-12-01 | 2004-01-01 | 50507XFER
247 | 492.86 | 152.1627 | 340.6973 | 2024-12-01 | BH Colorado Electric Oper Co | Regulated Electric (122) | COE Elec 115kV Transmission Lines | 231 (T) Northridge Sub to Exel Tap | 135600 | Conductor, Oh Tran&Dist Insulat: 1687000000 | 21748353 | CONDUCTOR, OH TRANS & DIST INSULATED | 2004-12-01 | 2004-01-01 | 50507XFER
3 | 3057.11 | 345.3053 | 2711.8047 | 2024-12-01 | BH Colorado Electric Oper Co | Regulated Electric (122) | COE Elec 115kV Transmission Lines | 231 (T) Northridge Sub to Exel Tap | 135600 | Suspension Insulators: 4273000000 | 21748360 | Suspension Insulators | 2017-03-22 | 2017-01-01 | 50507XFER
6 | 64706.04 | 2436.2161 | 62269.8239 | 2024-12-01 | BH Colorado Electric Oper Co | Regulated Electric (122) | COE Elec 115kV Transmission Lines | 231 (T) Northridge Sub to Exel Tap | 135600 | Switches - Over 34500v: 7986900000 | 35768771 | Switches, 115kV | 2022-02-11 | 2022-01-01 | 10078852
1 | 95340.62 | -556.6376 | 95897.2576 | 2024-12-01 | BH Colorado Electric Oper Co | Regulated Electric (122) | COE Elec 115kV Transmission Lines | 234 (T) Baculite Mesa -Northridge | 135002 | Right-Of-Ways - Non-Depreciable: 4554XXXXXX | 21742082 | ROW:WILLIAM PEETZ | 2011-12-08 | 2012-01-01 | 50507XFER
1 | 63592.19 | -371.2773 | 63963.4673 | 2024-12-01 | BH Colorado Electric Oper Co | Regulated Electric (122) | COE Elec 115kV Transmission Lines | 234 (T) Baculite Mesa -Northridge | 135002 | Right-Of-Ways - Non-Depreciable: 4554XXXXXX | 21742131 | ROW:SEAL PHARMACY | 2011-12-08 | 2012-01-01 | 50507XFER
1 | 5419.76 | -31.6428 | 5451.4028 | 2024-12-01 | BH Colorado Electric Oper Co | Regulated Electric (122) | COE Elec 115kV Transmission Lines | 234 (T) Baculite Mesa -Northridge | 135002 | Right-Of-Ways - Non-Depreciable: 4554XXXXXX | 21742166 | ROW:BURLINGTON NORTHERN | 2011-12-08 | 2012-01-01 | 50507XFER
1 | 5980.42 | -34.9161 | 6015.3361 | 2024-12-01 | BH Colorado Electric Oper Co | Regulated Electric (122) | COE Elec 115kV Transmission Lines | 234 (T) Baculite Mesa -Northridge | 135002 | Right-Of-Ways - Non-Depreciable: 4554XXXXXX | 21742272 | ROW:MARSH USA | 2011-12-08 | 2012-01-01 | 50507XFER
1 | 2410.83 | -14.0754 | 2424.9054 | 2024-12-01 | BH Colorado Electric Oper Co | Regulated Electric (122) | COE Elec 115kV Transmission Lines | 234 (T) Baculite Mesa -Northridge | 135002 | Right-Of-Ways - Non-Depreciable: 4554XXXXXX | 21742265 | ROW:TENBAR INC | 2011-12-08 | 2012-01-01 | 50507XFER
1 | 18897.2 | 1788.3458 | 17108.8542 | 2024-12-01 | BH Colorado Electric Oper Co | Regulated Electric (122) | COE Elec 115kV Transmission Lines | 234 (T) Baculite Mesa -Northridge | 135500 | Anchors: 0140000000 | 21752138 | Anchors | 2017-01-09 | 2017-01-01 | 50507XFER
1 | 12185.99 | 1153.2271 | 11032.7629 | 2024-12-01 | BH Colorado Electric Oper Co | Regulated Electric (122) | COE Elec 115kV Transmission Lines | 234 (T) Baculite Mesa -Northridge | 135500 | Pole, Steel: 7912000000 | 21752152 | 80ft Single Pole Steel Deadend | 2017-01-09 | 2017-02-01 | 50507XFER
2 | 162874.52 | 27744.6744 | 135129.8456 | 2024-12-01 | BH Colorado Electric Oper Co | Regulated Electric (122) | COE Elec 115kV Transmission Lines | 234 (T) Baculite Mesa -Northridge | 135500 | Pole, Steel: 7912000000 | 21742208 | STRUCTURE: STEEL 95' | 2011-12-08 | 2012-01-01 | 50507XFER
2 | 130875.71 | 22293.8736 | 108581.8364 | 2024-12-01 | BH Colorado Electric Oper Co | Regulated Electric (122) | COE Elec 115kV Transmission Lines | 234 (T) Baculite Mesa -Northridge | 135500 | Pole, Steel: 7912000000 | 21742236 | STRUCTURE: STEEL 105' | 2011-12-08 | 2012-01-01 | 50507XFER
3 | 160880.91 | 27405.0752 | 133475.8348 | 2024-12-01 | BH Colorado Electric Oper Co | Regulated Electric (122) | COE Elec 115kV Transmission Lines | 234 (T) Baculite Mesa -Northridge | 135500 | Pole, Steel: 7912000000 | 21742124 | STRUCTURE: STEEL 100' | 2011-12-08 | 2012-01-01 | 50507XFER
3 | 243703.54 | 41513.4017 | 202190.1383 | 2024-12-01 | BH Colorado Electric Oper Co | Regulated Electric (122) | COE Elec 115kV Transmission Lines | 234 (T) Baculite Mesa -Northridge | 135500 | Pole, Steel: 7912000000 | 21748417 | STRUCTURE: STEEL 90' | 2011-12-08 | 2012-01-01 | 50507XFER
31 | 470445.39 | 44520.83 | 425924.56 | 2024-12-01 | BH Colorado Electric Oper Co | Regulated Electric (122) | COE Elec 115kV Transmission Lines | 234 (T) Baculite Mesa -Northridge | 135500 | Pole, Steel: 7912000000 | 21752173 | 90ft Single Pole Steel Deadend | 2017-01-09 | 2017-02-01 | 50507XFER
2 | 43144.09 | 7349.3308 | 35794.7592 | 2024-12-01 | BH Colorado Electric Oper Co | Regulated Electric (122) | COE Elec 115kV Transmission Lines | 234 (T) Baculite Mesa -Northridge | 135500 | Pole, Steel: 7912000000 | 21742229 | STRUCTURE: STEEL 110' | 2011-12-08 | 2012-01-01 | 50507XFER
2 | 10750.32 | 1017.3618 | 9732.9582 | 2024-12-01 | BH Colorado Electric Oper Co | Regulated Electric (122) | COE Elec 115kV Transmission Lines | 234 (T) Baculite Mesa -Northridge | 135500 | Pole, Steel: 7912000000 | 21742279 | 3 Pole Steel Deadend | 2017-01-09 | 2017-02-01 | 50507XFER
2 | 98240.86 | 16734.7273 | 81506.1327 | 2024-12-01 | BH Colorado Electric Oper Co | Regulated Electric (122) | COE Elec 115kV Transmission Lines | 234 (T) Baculite Mesa -Northridge | 135500 | Pole, Steel: 7912000000 | 21742187 | STRUCTURE: STEEL 155' | 2011-12-08 | 2012-01-01 | 50507XFER
1 | 64959.88 | 11065.5167 | 53894.3633 | 2024-12-01 | BH Colorado Electric Oper Co | Regulated Electric (122) | COE Elec 115kV Transmission Lines | 234 (T) Baculite Mesa -Northridge | 135500 | Pole, Steel: 7912000000 | 21742159 | STRUCTURE: STEEL 82.5' | 2011-12-08 | 2012-01-01 | 50507XFER
1 | 340904.83 | 58071.0446 | 282833.7854 | 2024-12-01 | BH Colorado Electric Oper Co | Regulated Electric (122) | COE Elec 115kV Transmission Lines | 234 (T) Baculite Mesa -Northridge | 135500 | Pole, Steel: 7912000000 | 21742110 | STRUCTURE: STEEL 130' | 2011-12-08 | 2012-01-01 | 50507XFER
2 | 104987.64 | 17883.9998 | 87103.6402 | 2024-12-01 | BH Colorado Electric Oper Co | Regulated Electric (122) | COE Elec 115kV Transmission Lines | 234 (T) Baculite Mesa -Northridge | 135500 | Pole, Steel: 7912000000 | 21742089 | STRUCTURE: STEEL 115' | 2011-12-08 | 2012-01-01 | 50507XFER
12 | 19709.84 | 3357.4502 | 16352.3898 | 2024-12-01 | BH Colorado Electric Oper Co | Regulated Electric (122) | COE Elec 115kV Transmission Lines | 234 (T) Baculite Mesa -Northridge | 135500 | Pole, Wood: 7911000000 | 21748431 | POLES: 45'-40'-35' | 2011-12-08 | 2012-01-01 | 50507XFER
4 | 17962.6 | 1699.8995 | 16262.7005 | 2024-12-01 | BH Colorado Electric Oper Co | Regulated Electric (122) | COE Elec 115kV Transmission Lines | 234 (T) Baculite Mesa -Northridge | 135500 | Steel 1 Pole 40': 7912014000 | 21752180 | 3-Pole Steel Deadend | 2017-01-09 | 2017-02-01 | 50507XFER
1 | 199448.21 | 18874.8791 | 180573.3309 | 2024-12-01 | BH Colorado Electric Oper Co | Regulated Electric (122) | COE Elec 115kV Transmission Lines | 234 (T) Baculite Mesa -Northridge | 135500 | Steel 1 Pole 75': 7912017500 | 21752159 | Structure 20 with Foundation | 2017-01-09 | 2017-02-01 | 50507XFER
1 | 10859.19 | 1027.6648 | 9831.5252 | 2024-12-01 | BH Colorado Electric Oper Co | Regulated Electric (122) | COE Elec 115kV Transmission Lines | 234 (T) Baculite Mesa -Northridge | 135500 | Steel 1 Pole 75': 7912017500 | 21752117 | Single Pole Steel Deadend | 2017-01-09 | 2017-02-01 | 50507XFER
7 | 79021.74 | 7478.2611 | 71543.4789 | 2024-12-01 | BH Colorado Electric Oper Co | Regulated Electric (122) | COE Elec 115kV Transmission Lines | 234 (T) Baculite Mesa -Northridge | 135500 | Steel 1 Pole 75': 7912017500 | 21742286 | Single Pole Steel Tangent | 2017-01-09 | 2017-02-01 | 50507XFER
1 | 11124.56 | 1052.7782 | 10071.7818 | 2024-12-01 | BH Colorado Electric Oper Co | Regulated Electric (122) | COE Elec 115kV Transmission Lines | 234 (T) Baculite Mesa -Northridge | 135500 | Steel 1 Pole 75': 7912017500 | 21752131 | 1 Pole Steel In-line DE | 2017-01-09 | 2017-02-01 | 50507XFER
125 | 4893153.14 | 833518.5934 | 4059634.5466 | 2024-12-01 | BH Colorado Electric Oper Co | Regulated Electric (122) | COE Elec 115kV Transmission Lines | 234 (T) Baculite Mesa -Northridge | 135500 | Structure: 7911100000 | 21742173 | STRUCTURES | 2011-12-08 | 2012-01-01 | 50507XFER
6 | 7625.95 | 1299.0338 | 6326.9162 | 2024-12-01 | BH Colorado Electric Oper Co | Regulated Electric (122) | COE Elec 115kV Transmission Lines | 234 (T) Baculite Mesa -Northridge | 135500 | Wood 1 Pole 50': 7911015000 | 21742138 | POLE: 50' | 2011-12-08 | 2012-01-01 | 50507XFER
3 | 7736.98 | 1317.947 | 6419.033 | 2024-12-01 | BH Colorado Electric Oper Co | Regulated Electric (122) | COE Elec 115kV Transmission Lines | 234 (T) Baculite Mesa -Northridge | 135500 | Wood 1 Pole 55': 7911015500 | 21742194 | POLE: 55' | 2011-12-08 | 2012-01-01 | 50507XFER
4 | 15722.45 | 2678.2228 | 13044.2272 | 2024-12-01 | BH Colorado Electric Oper Co | Regulated Electric (122) | COE Elec 115kV Transmission Lines | 234 (T) Baculite Mesa -Northridge | 135500 | Wood 1 Pole 60': 7911016000 | 21742258 | POLE: 60' | 2011-12-08 | 2012-01-01 | 50507XFER
3 | 16733.74 | 2850.4899 | 13883.2501 | 2024-12-01 | BH Colorado Electric Oper Co | Regulated Electric (122) | COE Elec 115kV Transmission Lines | 234 (T) Baculite Mesa -Northridge | 135500 | Wood 1 Pole 65': 7911016500 | 21742250 | POLE: 65' | 2011-12-08 | 2012-01-01 | 50507XFER
4 | 18084.84 | 3080.6415 | 15004.1985 | 2024-12-01 | BH Colorado Electric Oper Co | Regulated Electric (122) | COE Elec 115kV Transmission Lines | 234 (T) Baculite Mesa -Northridge | 135500 | Wood 1 Pole 70': 7911017000 | 21742180 | POLE: 70' | 2011-12-08 | 2012-01-01 | 50507XFER
2 | 17207.17 | 3148.257 | 14058.913 | 2024-12-01 | BH Colorado Electric Oper Co | Regulated Electric (122) | COE Elec 115kV Transmission Lines | 234 (T) Baculite Mesa -Northridge | 135500 | Wood 1 Pole 70': 7911017000 | 21748367 | Wood 1 Pole 70' | 2010-12-31 | 2012-01-01 | 50507XFER
1 | 4938.08 | 841.1716 | 4096.9084 | 2024-12-01 | BH Colorado Electric Oper Co | Regulated Electric (122) | COE Elec 115kV Transmission Lines | 234 (T) Baculite Mesa -Northridge | 135500 | Wood 1 Pole 75': 7911017500 | 21742222 | POLE: 75' | 2011-12-08 | 2012-01-01 | 50507XFER
8 | 68588.86 | 12549.1502 | 56039.7098 | 2024-12-01 | BH Colorado Electric Oper Co | Regulated Electric (122) | COE Elec 115kV Transmission Lines | 234 (T) Baculite Mesa -Northridge | 135500 | Wood 1 Pole 80': 7911018000 | 21748410 | Wood 1 Pole 80' | 2010-12-31 | 2012-01-01 | 50507XFER
2 | 13698.67 | 2333.4843 | 11365.1857 | 2024-12-01 | BH Colorado Electric Oper Co | Regulated Electric (122) | COE Elec 115kV Transmission Lines | 234 (T) Baculite Mesa -Northridge | 135500 | Wood 1 Pole 80': 7911018000 | 21742152 | POLE: 80' | 2011-12-08 | 2012-01-01 | 50507XFER
1 | 8382.87 | 1427.9704 | 6954.8996 | 2024-12-01 | BH Colorado Electric Oper Co | Regulated Electric (122) | COE Elec 115kV Transmission Lines | 234 (T) Baculite Mesa -Northridge | 135500 | Wood 1 Pole 85': 7911018500 | 21742201 | POLE: 85' | 2011-12-08 | 2012-01-01 | 50507XFER
3 | 28786.06 | 5266.7531 | 23519.3069 | 2024-12-01 | BH Colorado Electric Oper Co | Regulated Electric (122) | COE Elec 115kV Transmission Lines | 234 (T) Baculite Mesa -Northridge | 135500 | Wood 1 Pole 85': 7911018500 | 21748403 | Wood 1 Pole 85' | 2010-12-31 | 2012-01-01 | 50507XFER
1 | 12723.52 | 2167.3735 | 10556.1465 | 2024-12-01 | BH Colorado Electric Oper Co | Regulated Electric (122) | COE Elec 115kV Transmission Lines | 234 (T) Baculite Mesa -Northridge | 135500 | Wood 1 Pole 90': 7911019000 | 21748445 | POLE: 90' | 2011-12-08 | 2012-01-01 | 50507XFER
6 | 180429.01 | 30734.974 | 149694.036 | 2024-12-01 | BH Colorado Electric Oper Co | Regulated Electric (122) | COE Elec 115kV Transmission Lines | 234 (T) Baculite Mesa -Northridge | 135500 | Wood 1 Pole 95': 7911019500 | 21742096 | POLES: 100' AND 95' | 2011-12-08 | 2012-01-01 | 50507XFER
2 | 9627.51 | 1761.4678 | 7866.0422 | 2024-12-01 | BH Colorado Electric Oper Co | Regulated Electric (122) | COE Elec 115kV Transmission Lines | 234 (T) Baculite Mesa -Northridge | 135500 | Wood 2 Poles 45' 40': 7911024540 | 21748389 | Wood 2 Poles 45' 40' | 2010-12-31 | 2012-01-01 | 50507XFER
25 | 15718.31 | 1775.4075 | 13942.9025 | 2024-12-01 | BH Colorado Electric Oper Co | Regulated Electric (122) | COE Elec 115kV Transmission Lines | 234 (T) Baculite Mesa -Northridge | 135600 | Aerial Markers: 1680120000 | 21752124 | Aerial Markers | 2017-01-09 | 2017-01-01 | 50507XFER
2427 | 135899.68 | 11256.7254 | 124642.9546 | 2024-12-01 | BH Colorado Electric Oper Co | Regulated Electric (122) | COE Elec 115kV Transmission Lines | 234 (T) Baculite Mesa -Northridge | 135600 | Conductor, Oh Acsr Bare 1272 Mcm: 1681081272 | 29785448 | Conductor, Oh Acsr Bare 1272 Mcm | 2019-05-23 | 2019-01-01 | 10057765
2845 | 5457.46 | 1109.5714 | 4347.8886 | 2024-12-01 | BH Colorado Electric Oper Co | Regulated Electric (122) | COE Elec 115kV Transmission Lines | 234 (T) Baculite Mesa -Northridge | 135600 | Conductor, Oh Acsr Bare 336.4 Mcm: 1681083360 | 21748452 | CONDUCTOR: OH ACSR 336.4 18/1 | 2011-12-08 | 2012-01-01 | 50507XFER
8000 | 19566.3 | 2210.0439 | 17356.2561 | 2024-12-01 | BH Colorado Electric Oper Co | Regulated Electric (122) | COE Elec 115kV Transmission Lines | 234 (T) Baculite Mesa -Northridge | 135600 | Conductor, Oh Acsr Bare 4: 1681030000 | 21752166 | Conductor, Oh Acsr Bare 4 | 2017-01-09 | 2017-01-01 | 50507XFER
76700 | 293414.13 | 33141.5808 | 260272.5492 | 2024-12-01 | BH Colorado Electric Oper Co | Regulated Electric (122) | COE Elec 115kV Transmission Lines | 234 (T) Baculite Mesa -Northridge | 135600 | Conductor, Oh Acsr Bare 795 Mcm: 1681097950 | 21752103 | Conductor, Oh Acsr Bare 795 Mcm | 2017-01-09 | 2017-01-01 | 50507XFER
107811 | 602656.14 | 131603.8353 | 471052.3047 | 2024-12-01 | BH Colorado Electric Oper Co | Regulated Electric (122) | COE Elec 115kV Transmission Lines | 234 (T) Baculite Mesa -Northridge | 135600 | Conductor, Oh Acsr Bare 795 Mcm: 1681097950 | 21748396 | Conductor, Oh Acsr Bare 795 Mcm | 2010-12-31 | 2012-01-01 | 50507XFER
124800 | 612759.21 | 124581.7846 | 488177.4254 | 2024-12-01 | BH Colorado Electric Oper Co | Regulated Electric (122) | COE Elec 115kV Transmission Lines | 234 (T) Baculite Mesa -Northridge | 135600 | Conductor, Oh Acsr Bare 795 Mcm: 1681097950 | 21748424 | CONDUCTOR: 795 26/7 ACSR DRAKE | 2011-12-08 | 2012-01-01 | 50507XFER
2000 | 1987.21 | 404.0252 | 1583.1848 | 2024-12-01 | BH Colorado Electric Oper Co | Regulated Electric (122) | COE Elec 115kV Transmission Lines | 234 (T) Baculite Mesa -Northridge | 135600 | Conductor, Oh Copper Bare 2: 1683040000 | 21742243 | CONDUCTOR: CABLE UF, 2 COPPER 600 | 2011-12-08 | 2012-01-01 | 50507XFER
125619 | 316381.25 | 64324.3546 | 252056.8954 | 2024-12-01 | BH Colorado Electric Oper Co | Regulated Electric (122) | COE Elec 115kV Transmission Lines | 234 (T) Baculite Mesa -Northridge | 135600 | Conductor, Oh Not Avail.: 1680000000 | 21742117 | CONDUCTOR: WIRES VARIOUS SIZES | 2011-12-08 | 2012-01-01 | 50507XFER
27172 | 103076.4 | 11642.6391 | 91433.7609 | 2024-12-01 | BH Colorado Electric Oper Co | Regulated Electric (122) | COE Elec 115kV Transmission Lines | 234 (T) Baculite Mesa -Northridge | 135600 | Conductor, Oh: 1681000000 | 21752187 | Conductor, Oh | 2017-01-09 | 2017-01-01 | 50507XFER
129 | 14886.22 | 1681.4216 | 13204.7984 | 2024-12-01 | BH Colorado Electric Oper Co | Regulated Electric (122) | COE Elec 115kV Transmission Lines | 234 (T) Baculite Mesa -Northridge | 135600 | DNU Dampers, Vibration: 1680100000 | 21752145 | Dampers, Vibration | 2017-01-09 | 2017-01-01 | 50507XFER
64350 | 195500.82 | 39747.8172 | 155753.0028 | 2024-12-01 | BH Colorado Electric Oper Co | Regulated Electric (122) | COE Elec 115kV Transmission Lines | 234 (T) Baculite Mesa -Northridge | 135600 | FIBER OPTIC GROUND WIRE: 1683000000 | 21748438 | OPGW FIBER 48 CT | 2011-12-08 | 2012-01-01 | 50507XFER
422 | 14814.58 | 1227.1086 | 13587.4714 | 2024-12-01 | BH Colorado Electric Oper Co | Regulated Electric (122) | COE Elec 115kV Transmission Lines | 234 (T) Baculite Mesa -Northridge | 135600 | FIBER OPTIC GROUND WIRE: 1683000000 | 29785364 | FIBER OPTIC GROUND WIRE | 2019-05-23 | 2019-01-01 | 10057765
250 | 218419.81 | 44407.541 | 174012.269 | 2024-12-01 | BH Colorado Electric Oper Co | Regulated Electric (122) | COE Elec 115kV Transmission Lines | 234 (T) Baculite Mesa -Northridge | 135600 | Insulator, 115KV: | 21742103 | INSULATOR: 115KV POLYMER | 2011-12-08 | 2012-01-01 | 50507XFER
350 | 39385.56 | 4448.66 | 34936.9 | 2024-12-01 | BH Colorado Electric Oper Co | Regulated Electric (122) | COE Elec 115kV Transmission Lines | 234 (T) Baculite Mesa -Northridge | 135600 | Insulator, Disc 10": 4270100000 | 21742215 | Insulator, Disc 10" | 2017-01-09 | 2017-01-01 | 50507XFER
34 | 34655.4 | 7567.804 | 27087.596 | 2024-12-01 | BH Colorado Electric Oper Co | Regulated Electric (122) | COE Elec 115kV Transmission Lines | 234 (T) Baculite Mesa -Northridge | 135600 | Insulator: | 21748382 | INSULATORS | 2010-12-31 | 2012-01-01 | 50507XFER
125 | 104606.64 | 11815.4821 | 92791.1579 | 2024-12-01 | BH Colorado Electric Oper Co | Regulated Electric (122) | COE Elec 115kV Transmission Lines | 234 (T) Baculite Mesa -Northridge | 135600 | Post Insulators: 4272000000 | 21752110 | Post Insulators | 2017-01-09 | 2017-01-01 | 50507XFER
37117 | 170240.52 | 37175.9348 | 133064.5852 | 2024-12-01 | BH Colorado Electric Oper Co | Regulated Electric (122) | COE Elec 115kV Transmission Lines | 234 (T) Baculite Mesa -Northridge | 135600 | Static Wire (Transmission Lines): 1682000000 | 21748374 | Static Wire (Transmission Lines) | 2010-12-31 | 2012-01-01 | 50507XFER
386 | 2999.52 | 248.4537 | 2751.0663 | 2024-12-01 | BH Colorado Electric Oper Co | Regulated Electric (122) | COE Elec 115kV Transmission Lines | 234 (T) Baculite Mesa -Northridge | 135600 | Static Wire (Transmission Lines): 1682000000 | 29785346 | Static Wire (Transmission Lines) | 2019-05-23 | 2019-01-01 | 10057765
150 | 33615.71 | 3796.9465 | 29818.7635 | 2024-12-01 | BH Colorado Electric Oper Co | Regulated Electric (122) | COE Elec 115kV Transmission Lines | 234 (T) Baculite Mesa -Northridge | 135600 | Suspension Insulators: 4273000000 | 21752096 | Suspension Insulators | 2017-01-09 | 2017-01-01 | 50507XFER
3406 | 325548.54 | 66188.1819 | 259360.3581 | 2024-12-01 | BH Colorado Electric Oper Co | Regulated Electric (122) | COE Elec 115kV Transmission Lines | 234 (T) Baculite Mesa -Northridge | 135600 | Suspension Insulators: 4273000000 | 21742145 | INSULATORS: SUSPENSION | 2011-12-08 | 2012-01-01 | 50507XFER
0 | 0 | 0 | 0 | 2024-12-01 | BH Colorado Electric Oper Co | Regulated Electric (122) | COE Elec 115kV Transmission Lines | 237 (T) Baculite Mesa -Airport In | 135300 | Estimated Additions: 0010000000 | 39611667 | Replaced Pole id 23643161 due to storm damage | 2024-06-12 | 2024-09-01 | 10086191
0 | 147.57 | 58.6545 | 88.9155 | 2024-12-01 | BH Colorado Electric Oper Co | Regulated Electric (122) | COE Elec 115kV Transmission Lines | 237 (T) Baculite Mesa -Airport In | 135500 | Crossarm Assemblies, Steel: 7915000000 | 21748912 | CROSSARM ASSEMBLIES, STEEL | 1993-07-01 | 1993-07-01 | 50507XFER
1 | 2874.35 | 1178.7339 | 1695.6161 | 2024-12-01 | BH Colorado Electric Oper Co | Regulated Electric (122) | COE Elec 115kV Transmission Lines | 237 (T) Baculite Mesa -Airport In | 135500 | Crossarm Assemblies, Steel: 7915000000 | 21748879 | CROSSARM ASSEMBLIES, STEEL | 1992-07-01 | 1992-07-01 | 50507XFER
40 | 10824.04 | 4438.7993 | 6385.2407 | 2024-12-01 | BH Colorado Electric Oper Co | Regulated Electric (122) | COE Elec 115kV Transmission Lines | 237 (T) Baculite Mesa -Airport In | 135500 | Crossarm Assemblies, Wood: 7914000000 | 21748886 | CROSSARM ASSEMBLIES, WOOD | 1992-07-01 | 1992-07-01 | 50507XFER
1 | 451.13 | 179.3102 | 271.8198 | 2024-12-01 | BH Colorado Electric Oper Co | Regulated Electric (122) | COE Elec 115kV Transmission Lines | 237 (T) Baculite Mesa -Airport In | 135500 | Crossarm Assemblies, Wood: 7914000000 | 21748938 | CROSSARM ASSEMBLIES, WOOD | 1993-07-01 | 1993-07-01 | 50507XFER
1 | 25869.1 | 10608.5845 | 15260.5155 | 2024-12-01 | BH Colorado Electric Oper Co | Regulated Electric (122) | COE Elec 115kV Transmission Lines | 237 (T) Baculite Mesa -Airport In | 135500 | Pole, Steel: 7912000000 | 21748872 | POLE, STEEL | 1992-07-01 | 1992-07-01 | 50507XFER
0 | 1328.13 | 527.8905 | 800.2395 | 2024-12-01 | BH Colorado Electric Oper Co | Regulated Electric (122) | COE Elec 115kV Transmission Lines | 237 (T) Baculite Mesa -Airport In | 135500 | Pole, Steel: 7912000000 | 21748926 | POLE, STEEL | 1993-07-01 | 1993-07-01 | 50507XFER
1 | 4443.1 | 28.0317 | 4415.0683 | 2024-12-01 | BH Colorado Electric Oper Co | Regulated Electric (122) | COE Elec 115kV Transmission Lines | 237 (T) Baculite Mesa -Airport In | 135500 | Pole, Wood, 65' Or Greater: 6161650000 | 39913981 | Pole, Wood, 65' Or Greater | 2024-06-12 | 2024-01-01 | 10086191
1 | 5588.94 | 2221.4306 | 3367.5094 | 2024-12-01 | BH Colorado Electric Oper Co | Regulated Electric (122) | COE Elec 115kV Transmission Lines | 237 (T) Baculite Mesa -Airport In | 135500 | Pole, Wood: 7911000000 | 21748919 | POLE, WOOD | 1993-07-01 | 1993-07-01 | 50507XFER
38 | 127928.39 | 52461.7837 | 75466.6063 | 2024-12-01 | BH Colorado Electric Oper Co | Regulated Electric (122) | COE Elec 115kV Transmission Lines | 237 (T) Baculite Mesa -Airport In | 135500 | Pole, Wood: 7911000000 | 21748898 | POLE, WOOD | 1992-07-01 | 1992-07-01 | 50507XFER
1 | 9117.71 | 862.859 | 8254.851 | 2024-12-01 | BH Colorado Electric Oper Co | Regulated Electric (122) | COE Elec 115kV Transmission Lines | 237 (T) Baculite Mesa -Airport In | 135500 | Wood 1 Pole 70': 7911017000 | 36866271 | Wood 1 Pole 70' | 2017-01-02 | 2017-03-01 | 10056555
41937 | 13742.76 | 13763.4255 | -20.6655 | 2024-12-01 | BH Colorado Electric Oper Co | Regulated Electric (122) | COE Elec 115kV Transmission Lines | 237 (T) Baculite Mesa -Airport In | 135600 | Conductor, Oh: 1681000000 | 21748858 | CONDUCTOR, OVERHEAD | 1958-07-01 | 1958-07-01 | 50507XFER
734 | 9367.01 | 4584.75 | 4782.26 | 2024-12-01 | BH Colorado Electric Oper Co | Regulated Electric (122) | COE Elec 115kV Transmission Lines | 237 (T) Baculite Mesa -Airport In | 135600 | Conductor, Oh: 1681000000 | 21748905 | TRANSMISSION LINES-CONDUCTOR | 1992-07-01 | 1992-07-01 | 50507XFER
3 | 3550.39 | 26.7348 | 3523.6552 | 2024-12-01 | BH Colorado Electric Oper Co | Regulated Electric (122) | COE Elec 115kV Transmission Lines | 237 (T) Baculite Mesa -Airport In | 135600 | Post Insulators: 4272000000 | 39913986 | Post Insulators | 2024-06-12 | 2024-01-01 | 10086191
27958 | 3259.91 | 3264.8121 | -4.9021 | 2024-12-01 | BH Colorado Electric Oper Co | Regulated Electric (122) | COE Elec 115kV Transmission Lines | 237 (T) Baculite Mesa -Airport In | 135600 | Static Wire (Transmission Lines): 1682000000 | 21748851 | STATIC WIRE (TRANSMISSION LINES) | 1958-07-01 | 1958-07-01 | 50507XFER
0 | 0 | 0 | 0 | 2024-12-01 | BH Colorado Electric Oper Co | Regulated Electric (122) | COE Elec 115kV Transmission Lines | 240 (T) Boone - LaJunta | 135001 | Estimated Additions: 0010000000 | 36460844 | This work order is to replace a H-Frame structure on the West Station-Fountain Lake 69 kV line. this is line 700 but i can not find it under asset location | 2022-07-15 | 2022-12-01 | 10081016
145 | 210515.89 | 14609.6659 | 195906.2241 | 2024-12-01 | BH Colorado Electric Oper Co | Regulated Electric (122) | COE Elec 115kV Transmission Lines | 240 (T) Boone - LaJunta | 135500 | Anchors: 0140000000 | 29656955 | Anchors | 2019-05-18 | 2019-01-01 | 10057778
0 | 0 | 0 | 0 | 2024-12-01 | BH Colorado Electric Oper Co | Regulated Electric (122) | COE Elec 115kV Transmission Lines | 240 (T) Boone - LaJunta | 135500 | Crossarm Assemblies, Other: 7916000000 | 21754332 | X-Brace | 2016-04-04 | 2016-07-01 | 10057617
67 | 2382.97 | 1969.4847 | 413.4853 | 2024-12-01 | BH Colorado Electric Oper Co | Regulated Electric (122) | COE Elec 115kV Transmission Lines | 240 (T) Boone - LaJunta | 135500 | Crossarm Assemblies, Wood: 7914000000 | 36865952 | CROSSARM ASSEMBLIES, WOOD | 1959-07-01 | 1959-07-01 | WCDXFER
0 | 0 | 0 | 0 | 2024-12-01 | BH Colorado Electric Oper Co | Regulated Electric (122) | COE Elec 115kV Transmission Lines | 240 (T) Boone - LaJunta | 135500 | Crossarm Assemblies, Wood: 7914000000 | 21754524 | Crossarm Assemblies, Wood | 2012-06-01 | 2012-06-01 | 10057617
4 | 157.8 | 124.4452 | 33.3548 | 2024-12-01 | BH Colorado Electric Oper Co | Regulated Electric (122) | COE Elec 115kV Transmission Lines | 240 (T) Boone - LaJunta | 135500 | Crossarm Assemblies, Wood: 7914000000 | 36866108 | CROSSARM ASSEMBLIES, WOOD | 1962-07-01 | 1962-07-01 | WCDXFER
0 | 0 | 0 | 0 | 2024-12-01 | BH Colorado Electric Oper Co | Regulated Electric (122) | COE Elec 115kV Transmission Lines | 240 (T) Boone - LaJunta | 135500 | Crossarm Assemblies, Wood: 7914000000 | 21754496 | Crossarm Assemblies, Wood | 2010-10-01 | 2010-10-01 | 10057617
6 | 233.53 | 193.0086 | 40.5214 | 2024-12-01 | BH Colorado Electric Oper Co | Regulated Electric (122) | COE Elec 115kV Transmission Lines | 240 (T) Boone - LaJunta | 135500 | Crossarm Assemblies, Wood: 7914000000 | 36865910 | CROSSARM ASSEMBLIES, WOOD | 1959-07-01 | 1959-07-01 | WCDXFER
2 | 168.33 | 105.1379 | 63.1921 | 2024-12-01 | BH Colorado Electric Oper Co | Regulated Electric (122) | COE Elec 115kV Transmission Lines | 240 (T) Boone - LaJunta | 135500 | Crossarm Assemblies, Wood: 7914000000 | 36866094 | CROSSARM ASSEMBLIES, WOOD | 1975-07-01 | 1975-07-01 | WCDXFER
12 | 645.49 | 533.4867 | 112.0033 | 2024-12-01 | BH Colorado Electric Oper Co | Regulated Electric (122) | COE Elec 115kV Transmission Lines | 240 (T) Boone - LaJunta | 135500 | Crossarm Assemblies, Wood: 7914000000 | 36866220 | CROSSARM ASSEMBLIES, WOOD | 1959-07-01 | 1959-07-01 | WCDXFER
851 | 24785.88 | 20485.1139 | 4300.7661 | 2024-12-01 | BH Colorado Electric Oper Co | Regulated Electric (122) | COE Elec 115kV Transmission Lines | 240 (T) Boone - LaJunta | 135500 | Crossarm Assemblies, Wood: 7914000000 | 36866086 | CROSSARM ASSEMBLIES, WOOD | 1959-07-01 | 1959-07-01 | WCDXFER
0 | 0 | 0 | 0 | 2024-12-01 | BH Colorado Electric Oper Co | Regulated Electric (122) | COE Elec 115kV Transmission Lines | 240 (T) Boone - LaJunta | 135500 | Crossarm Assemblies, Wood: 7914000000 | 21754510 | Crossarm Assemblies, Wood | 2011-12-01 | 2011-03-01 | 10057617
2 | 430.37 | 317.6802 | 112.6898 | 2024-12-01 | BH Colorado Electric Oper Co | Regulated Electric (122) | COE Elec 115kV Transmission Lines | 240 (T) Boone - LaJunta | 135500 | Crossarm Assemblies, Wood: 7914000000 | 36866079 | CROSSARM ASSEMBLIES, WOOD | 1966-07-01 | 1966-07-01 | WCDXFER
170 | 7525.86 | 4890.5319 | 2635.3281 | 2024-12-01 | BH Colorado Electric Oper Co | Regulated Electric (122) | COE Elec 115kV Transmission Lines | 240 (T) Boone - LaJunta | 135500 | Crossarm Assemblies, Wood: 7914000000 | 36866063 | CROSSARM ASSEMBLIES, WOOD | 1973-07-01 | 1973-07-01 | WCDXFER
37 | 9897.59 | 4808.2043 | 5089.3857 | 2024-12-01 | BH Colorado Electric Oper Co | Regulated Electric (122) | COE Elec 115kV Transmission Lines | 240 (T) Boone - LaJunta | 135500 | Crossarm Assemblies, Wood: 7914000000 | 36866036 | CROSSARM ASSEMBLIES, WOOD | 1986-07-01 | 1986-07-01 | WCDXFER
2 | 108.43 | 78.6701 | 29.7599 | 2024-12-01 | BH Colorado Electric Oper Co | Regulated Electric (122) | COE Elec 115kV Transmission Lines | 240 (T) Boone - LaJunta | 135500 | Crossarm Assemblies, Wood: 7914000000 | 36866101 | CROSSARM ASSEMBLIES, WOOD | 1967-07-01 | 1967-07-01 | WCDXFER
2 | 98.85 | 59.2465 | 39.6035 | 2024-12-01 | BH Colorado Electric Oper Co | Regulated Electric (122) | COE Elec 115kV Transmission Lines | 240 (T) Boone - LaJunta | 135500 | Crossarm Assemblies, Wood: 7914000000 | 36865896 | CROSSARM ASSEMBLIES, WOOD | 1977-07-01 | 1977-07-01 | WCDXFER
0 | 0 | 0 | 0 | 2024-12-01 | BH Colorado Electric Oper Co | Regulated Electric (122) | COE Elec 115kV Transmission Lines | 240 (T) Boone - LaJunta | 135500 | Crossarm Assemblies, Wood: 7914000000 | 21754482 | CROSSARM ASSEMBLIES, WOOD | 2007-06-01 | 2007-01-01 | 10057617
4 | 298.61 | 216.6531 | 81.9569 | 2024-12-01 | BH Colorado Electric Oper Co | Regulated Electric (122) | COE Elec 115kV Transmission Lines | 240 (T) Boone - LaJunta | 135500 | Crossarm Assemblies, Wood: 7914000000 | 36866206 | CROSSARM ASSEMBLIES, WOOD | 1967-07-01 | 1967-07-01 | WCDXFER
107 | 3670.24 | 3033.3918 | 636.8482 | 2024-12-01 | BH Colorado Electric Oper Co | Regulated Electric (122) | COE Elec 115kV Transmission Lines | 240 (T) Boone - LaJunta | 135500 | Crossarm Assemblies, Wood: 7914000000 | 36866029 | CROSSARM ASSEMBLIES, WOOD | 1959-07-01 | 1959-07-01 | WCDXFER
30 | 3919.31 | 1854.5295 | 2064.7805 | 2024-12-01 | BH Colorado Electric Oper Co | Regulated Electric (122) | COE Elec 115kV Transmission Lines | 240 (T) Boone - LaJunta | 135500 | Crossarm Assemblies, Wood: 7914000000 | 36866192 | CROSSARM ASSEMBLIES, WOOD | 1987-07-01 | 1987-07-01 | WCDXFER
0 | 0 | 0 | 0 | 2024-12-01 | BH Colorado Electric Oper Co | Regulated Electric (122) | COE Elec 115kV Transmission Lines | 240 (T) Boone - LaJunta | 135500 | Crossarm Assemblies, Wood: 7914000000 | 21754066 | Crossarm Assemblies, Wood | 2014-07-01 | 2014-07-01 | 10057617
0 | 0 | 0 | 0 | 2024-12-01 | BH Colorado Electric Oper Co | Regulated Electric (122) | COE Elec 115kV Transmission Lines | 240 (T) Boone - LaJunta | 135500 | Crossarm Assemblies, Wood: 7914000000 | 21754073 | Crossarm Assemblies, Wood | 2014-07-22 | 2014-09-01 | 10057617
4 | 456.13 | 284.8961 | 171.2339 | 2024-12-01 | BH Colorado Electric Oper Co | Regulated Electric (122) | COE Elec 115kV Transmission Lines | 240 (T) Boone - LaJunta | 135500 | Crossarm Assemblies, Wood: 7914000000 | 36866178 | CROSSARM ASSEMBLIES, WOOD | 1975-07-01 | 1975-07-01 | WCDXFER
2 | 128.53 | 98.1195 | 30.4105 | 2024-12-01 | BH Colorado Electric Oper Co | Regulated Electric (122) | COE Elec 115kV Transmission Lines | 240 (T) Boone - LaJunta | 135500 | Crossarm Assemblies, Wood: 7914000000 | 36866122 | CROSSARM ASSEMBLIES, WOOD | 1964-07-01 | 1964-07-01 | WCDXFER
4 | 511.1 | 248.2901 | 262.8099 | 2024-12-01 | BH Colorado Electric Oper Co | Regulated Electric (122) | COE Elec 115kV Transmission Lines | 240 (T) Boone - LaJunta | 135500 | Crossarm Assemblies, Wood: 7914000000 | 36866213 | CROSSARM ASSEMBLIES, WOOD | 1986-07-01 | 1986-07-01 | WCDXFER
0 | 264.66 | 121.8919 | 142.7681 | 2024-12-01 | BH Colorado Electric Oper Co | Regulated Electric (122) | COE Elec 115kV Transmission Lines | 240 (T) Boone - LaJunta | 135500 | Crossarm Assemblies, Wood: 7914000000 | 36866150 | CROSSARM ASSEMBLIES, WOOD | 1988-07-01 | 1988-07-01 | WCDXFER
17 | 633.15 | 523.2879 | 109.8621 | 2024-12-01 | BH Colorado Electric Oper Co | Regulated Electric (122) | COE Elec 115kV Transmission Lines | 240 (T) Boone - LaJunta | 135500 | Crossarm Assemblies, Wood: 7914000000 | 36865938 | CROSSARM ASSEMBLIES, WOOD | 1959-07-01 | 1959-07-01 | WCDXFER
0 | 0 | 0 | 0 | 2024-12-01 | BH Colorado Electric Oper Co | Regulated Electric (122) | COE Elec 115kV Transmission Lines | 240 (T) Boone - LaJunta | 135500 | Crossarm, Assy: 2453000000 | 21754531 | Crossarm, Assy | 2013-05-01 | 2013-01-01 | 10057617
0 | 0 | 0 | 0 | 2024-12-01 | BH Colorado Electric Oper Co | Regulated Electric (122) | COE Elec 115kV Transmission Lines | 240 (T) Boone - LaJunta | 135500 | Crossarm, Assy: 2453000000 | 21754588 | Crossarm, Assy | 2013-08-02 | 2013-01-01 | 10057617
0 | 0 | 0 | 0 | 2024-12-01 | BH Colorado Electric Oper Co | Regulated Electric (122) | COE Elec 115kV Transmission Lines | 240 (T) Boone - LaJunta | 135500 | Crossarm, Wood: 2451000000 | 21754374 | Crossarm, Wood | 2018-01-15 | 2018-01-01 | 10057617
0 | 0 | 0 | 0 | 2024-12-01 | BH Colorado Electric Oper Co | Regulated Electric (122) | COE Elec 115kV Transmission Lines | 240 (T) Boone - LaJunta | 135500 | Pole, Steel: 7912000000 | 21754560 | STEEL STRUCTURES | 2013-05-03 | 2013-06-01 | 10057617
0 | 0 | 0 | 0 | 2024-12-01 | BH Colorado Electric Oper Co | Regulated Electric (122) | COE Elec 115kV Transmission Lines | 240 (T) Boone - LaJunta | 135500 | Pole, Wood, 50': 6161500000 | 21754318 | Pole, Wood, 50' | 2016-04-04 | 2016-01-01 | 10057617
0 | 0 | 0 | 0 | 2024-12-01 | BH Colorado Electric Oper Co | Regulated Electric (122) | COE Elec 115kV Transmission Lines | 240 (T) Boone - LaJunta | 135500 | Pole, Wood, 55': 6161550000 | 21754325 | Pole, Wood, 55' | 2016-04-04 | 2016-01-01 | 10057617
10 | 35742.17 | 2480.4834 | 33261.6866 | 2024-12-01 | BH Colorado Electric Oper Co | Regulated Electric (122) | COE Elec 115kV Transmission Lines | 240 (T) Boone - LaJunta | 135500 | Pole, Wood, 55': 6161550000 | 29656981 | Pole, Wood, 55' | 2019-05-18 | 2019-01-01 | 10057778
0 | 0 | 0 | 0 | 2024-12-01 | BH Colorado Electric Oper Co | Regulated Electric (122) | COE Elec 115kV Transmission Lines | 240 (T) Boone - LaJunta | 135500 | Pole, Wood, 60': 6161600000 | 21754538 | Pole, Wood, 60' | 2013-05-01 | 2013-01-01 | 10057617
0 | 0 | 0 | 0 | 2024-12-01 | BH Colorado Electric Oper Co | Regulated Electric (122) | COE Elec 115kV Transmission Lines | 240 (T) Boone - LaJunta | 135500 | Pole, Wood, 60': 6161600000 | 21754311 | Pole, Wood, 60' | 2016-04-04 | 2016-01-01 | 10057617
35 | 132820.71 | 9217.6709 | 123603.0391 | 2024-12-01 | BH Colorado Electric Oper Co | Regulated Electric (122) | COE Elec 115kV Transmission Lines | 240 (T) Boone - LaJunta | 135500 | Pole, Wood, 60': 6161600000 | 29656984 | Pole, Wood, 60' | 2019-05-18 | 2019-01-01 | 10057778
647 | 4355328.81 | 302256.9885 | 4053071.8215 | 2024-12-01 | BH Colorado Electric Oper Co | Regulated Electric (122) | COE Elec 115kV Transmission Lines | 240 (T) Boone - LaJunta | 135500 | Pole, Wood, 65' Or Greater: 6161650000 | 29656987 | Pole, Wood, 90' | 2019-05-18 | 2019-01-01 | 10057778
0 | 0 | 0 | 0 | 2024-12-01 | BH Colorado Electric Oper Co | Regulated Electric (122) | COE Elec 115kV Transmission Lines | 240 (T) Boone - LaJunta | 135500 | Pole, Wood, 65' Or Greater: 6161650000 | 21754581 | Pole, Wood, 65' Or Greater | 2013-08-02 | 2013-01-01 | 10057617
0 | 0 | 0 | 0 | 2024-12-01 | BH Colorado Electric Oper Co | Regulated Electric (122) | COE Elec 115kV Transmission Lines | 240 (T) Boone - LaJunta | 135500 | Pole, Wood, 65' Or Greater: 6161650000 | 21754339 | Pole, Wood, 65' Or Greater | 2016-04-04 | 2016-01-01 | 10057617
17 | 5698.37 | 4709.6072 | 988.7628 | 2024-12-01 | BH Colorado Electric Oper Co | Regulated Electric (122) | COE Elec 115kV Transmission Lines | 240 (T) Boone - LaJunta | 135500 | Pole, Wood: 7911000000 | 36865917 | POLE, WOOD | 1959-07-01 | 1959-07-01 | WCDXFER
4 | 2687.47 | 1949.8631 | 737.6069 | 2024-12-01 | BH Colorado Electric Oper Co | Regulated Electric (122) | COE Elec 115kV Transmission Lines | 240 (T) Boone - LaJunta | 135500 | Pole, Wood: 7911000000 | 36866136 | POLE, WOOD | 1967-07-01 | 1967-07-01 | WCDXFER
0 | 0 | 0 | 0 | 2024-12-01 | BH Colorado Electric Oper Co | Regulated Electric (122) | COE Elec 115kV Transmission Lines | 240 (T) Boone - LaJunta | 135500 | Pole, Wood: 7911000000 | 21754402 | POLE, WOOD | 2002-05-01 | 2002-01-01 | 10057617
2 | 1515.01 | 946.2664 | 568.7436 | 2024-12-01 | BH Colorado Electric Oper Co | Regulated Electric (122) | COE Elec 115kV Transmission Lines | 240 (T) Boone - LaJunta | 135500 | Pole, Wood: 7911000000 | 36866129 | POLE, WOOD | 1975-07-01 | 1975-07-01 | WCDXFER
6 | 2101.78 | 1737.0859 | 364.6941 | 2024-12-01 | BH Colorado Electric Oper Co | Regulated Electric (122) | COE Elec 115kV Transmission Lines | 240 (T) Boone - LaJunta | 135500 | Pole, Wood: 7911000000 | 36866047 | POLE, WOOD | 1959-07-01 | 1959-07-01 | WCDXFER
0 | 2381.92 | 1097.0181 | 1284.9019 | 2024-12-01 | BH Colorado Electric Oper Co | Regulated Electric (122) | COE Elec 115kV Transmission Lines | 240 (T) Boone - LaJunta | 135500 | Pole, Wood: 7911000000 | 36866171 | POLE, WOOD | 1988-07-01 | 1988-07-01 | WCDXFER
30 | 35273.78 | 16690.7604 | 18583.0196 | 2024-12-01 | BH Colorado Electric Oper Co | Regulated Electric (122) | COE Elec 115kV Transmission Lines | 240 (T) Boone - LaJunta | 135500 | Pole, Wood: 7911000000 | 36865924 | POLE, WOOD | 1987-07-01 | 1987-07-01 | WCDXFER
170 | 67732.71 | 44014.7679 | 23717.9421 | 2024-12-01 | BH Colorado Electric Oper Co | Regulated Electric (122) | COE Elec 115kV Transmission Lines | 240 (T) Boone - LaJunta | 135500 | Pole, Wood: 7911000000 | 36865903 | POLE, WOOD | 1973-07-01 | 1973-07-01 | WCDXFER
0 | 0 | 0 | 0 | 2024-12-01 | BH Colorado Electric Oper Co | Regulated Electric (122) | COE Elec 115kV Transmission Lines | 240 (T) Boone - LaJunta | 135500 | Pole, Wood: 7911000000 | 21754489 | POLE, WOOD 65 FOOT CLASS | 2010-10-01 | 2010-10-01 | 10057617
37 | 89078.34 | 43273.8532 | 45804.4868 | 2024-12-01 | BH Colorado Electric Oper Co | Regulated Electric (122) | COE Elec 115kV Transmission Lines | 240 (T) Boone - LaJunta | 135500 | Pole, Wood: 7911000000 | 36866072 | POLE, WOOD | 1986-07-01 | 1986-07-01 | WCDXFER
4 | 1936.47 | 1600.46 | 336.01 | 2024-12-01 | BH Colorado Electric Oper Co | Regulated Electric (122) | COE Elec 115kV Transmission Lines | 240 (T) Boone - LaJunta | 135500 | Pole, Wood: 7911000000 | 36866022 | POLE, WOOD | 1959-07-01 | 1959-07-01 | WCDXFER
107 | 33032.17 | 27300.5342 | 5731.6358 | 2024-12-01 | BH Colorado Electric Oper Co | Regulated Electric (122) | COE Elec 115kV Transmission Lines | 240 (T) Boone - LaJunta | 135500 | Pole, Wood: 7911000000 | 36865945 | POLE, WOOD | 1959-07-01 | 1959-07-01 | WCDXFER
2 | 1156.79 | 883.0905 | 273.6995 | 2024-12-01 | BH Colorado Electric Oper Co | Regulated Electric (122) | COE Elec 115kV Transmission Lines | 240 (T) Boone - LaJunta | 135500 | Pole, Wood: 7911000000 | 36866157 | POLE, WOOD | 1964-07-01 | 1964-07-01 | WCDXFER
9 | 3927.29 | 2552.0721 | 1375.2179 | 2024-12-01 | BH Colorado Electric Oper Co | Regulated Electric (122) | COE Elec 115kV Transmission Lines | 240 (T) Boone - LaJunta | 135500 | Pole, Wood: 7911000000 | 36865931 | POLE, WOOD | 1973-07-01 | 1973-07-01 | WCDXFER
4 | 4105.17 | 2564.0652 | 1541.1048 | 2024-12-01 | BH Colorado Electric Oper Co | Regulated Electric (122) | COE Elec 115kV Transmission Lines | 240 (T) Boone - LaJunta | 135500 | Pole, Wood: 7911000000 | 36866164 | POLE, WOOD | 1975-07-01 | 1975-07-01 | WCDXFER
4 | 1420.21 | 1120.0148 | 300.1952 | 2024-12-01 | BH Colorado Electric Oper Co | Regulated Electric (122) | COE Elec 115kV Transmission Lines | 240 (T) Boone - LaJunta | 135500 | Pole, Wood: 7911000000 | 36866227 | POLE, WOOD | 1962-07-01 | 1962-07-01 | WCDXFER
851 | 223073.79 | 184366.7443 | 38707.0457 | 2024-12-01 | BH Colorado Electric Oper Co | Regulated Electric (122) | COE Elec 115kV Transmission Lines | 240 (T) Boone - LaJunta | 135500 | Pole, Wood: 7911000000 | 36866256 | POLE, WOOD | 1959-07-01 | 1959-07-01 | WCDXFER
2 | 3873.32 | 2859.1144 | 1014.2056 | 2024-12-01 | BH Colorado Electric Oper Co | Regulated Electric (122) | COE Elec 115kV Transmission Lines | 240 (T) Boone - LaJunta | 135500 | Pole, Wood: 7911000000 | 36866199 | POLE, WOOD | 1966-07-01 | 1966-07-01 | WCDXFER
0 | 0 | 0 | 0 | 2024-12-01 | BH Colorado Electric Oper Co | Regulated Electric (122) | COE Elec 115kV Transmission Lines | 240 (T) Boone - LaJunta | 135500 | Pole, Wood: 7911000000 | 21754421 | POLE, WOOD | 2002-10-01 | 2002-01-01 | 10057617
2 | 975.87 | 708.0313 | 267.8387 | 2024-12-01 | BH Colorado Electric Oper Co | Regulated Electric (122) | COE Elec 115kV Transmission Lines | 240 (T) Boone - LaJunta | 135500 | Pole, Wood: 7911000000 | 36866185 | POLE, WOOD | 1967-07-01 | 1967-07-01 | WCDXFER
4 | 4599.92 | 2234.6203 | 2365.2997 | 2024-12-01 | BH Colorado Electric Oper Co | Regulated Electric (122) | COE Elec 115kV Transmission Lines | 240 (T) Boone - LaJunta | 135500 | Pole, Wood: 7911000000 | 36866115 | POLE, WOOD | 1986-07-01 | 1986-07-01 | WCDXFER
67 | 21446.73 | 17725.3625 | 3721.3675 | 2024-12-01 | BH Colorado Electric Oper Co | Regulated Electric (122) | COE Elec 115kV Transmission Lines | 240 (T) Boone - LaJunta | 135500 | Pole, Wood: 7911000000 | 36866143 | POLE, WOOD | 1959-07-01 | 1959-07-01 | WCDXFER
2 | 889.68 | 533.2368 | 356.4432 | 2024-12-01 | BH Colorado Electric Oper Co | Regulated Electric (122) | COE Elec 115kV Transmission Lines | 240 (T) Boone - LaJunta | 135500 | Pole, Wood: 7911000000 | 36866249 | POLE, WOOD | 1977-07-01 | 1977-07-01 | WCDXFER
0 | 0 | 0 | 0 | 2024-12-01 | BH Colorado Electric Oper Co | Regulated Electric (122) | COE Elec 115kV Transmission Lines | 240 (T) Boone - LaJunta | 135500 | Pole, Wood: 7911000000 | 21754442 | POLE, WOOD | 2006-12-12 | 2006-01-01 | 10057617
341 | 2612649.27 | 181316.1611 | 2431333.1089 | 2024-12-01 | BH Colorado Electric Oper Co | Regulated Electric (122) | COE Elec 115kV Transmission Lines | 240 (T) Boone - LaJunta | 135500 | Structure: 7911100000 | 29657010 | Structure- C4907 | 2019-05-18 | 2019-05-01 | 10057778
0 | 0 | 0 | 0 | 2024-12-01 | BH Colorado Electric Oper Co | Regulated Electric (122) | COE Elec 115kV Transmission Lines | 240 (T) Boone - LaJunta | 135500 | Structure: 7911100000 | 21754353 | H- Frame Structure | 2016-04-04 | 2016-07-01 | 10057617
0 | 0 | 0 | 0 | 2024-12-01 | BH Colorado Electric Oper Co | Regulated Electric (122) | COE Elec 115kV Transmission Lines | 240 (T) Boone - LaJunta | 135500 | Wood 1 Pole 60': 7911016000 | 21754213 | Wood 1 Pole 60 | 2015-05-12 | 2015-07-01 | 10057617
0 | 0 | 0 | 0 | 2024-12-01 | BH Colorado Electric Oper Co | Regulated Electric (122) | COE Elec 115kV Transmission Lines | 240 (T) Boone - LaJunta | 135500 | Wood 1 Pole 65': 7911016500 | 21754283 | Wood 1 Pole 65 | 2015-05-12 | 2015-07-01 | 10057617
0 | 0 | 0 | 0 | 2024-12-01 | BH Colorado Electric Oper Co | Regulated Electric (122) | COE Elec 115kV Transmission Lines | 240 (T) Boone - LaJunta | 135500 | Wood 1 Pole 65': 7911016500 | 21754206 | Wood 1 Pole 65' | 2015-05-12 | 2015-07-01 | 10057617
0 | 0 | 0 | 0 | 2024-12-01 | BH Colorado Electric Oper Co | Regulated Electric (122) | COE Elec 115kV Transmission Lines | 240 (T) Boone - LaJunta | 135500 | Wood 1 Pole 65': 7911016500 | 21754192 | Wood 1 Pole 65 | 2015-05-12 | 2015-07-01 | 10057617
0 | 0 | 0 | 0 | 2024-12-01 | BH Colorado Electric Oper Co | Regulated Electric (122) | COE Elec 115kV Transmission Lines | 240 (T) Boone - LaJunta | 135500 | Wood 1 Pole 65': 7911016500 | 21754108 | Wood 1 Pole 65 | 2015-05-12 | 2015-07-01 | 10057617
0 | 0 | 0 | 0 | 2024-12-01 | BH Colorado Electric Oper Co | Regulated Electric (122) | COE Elec 115kV Transmission Lines | 240 (T) Boone - LaJunta | 135500 | Wood 1 Pole 65': 7911016500 | 21754122 | Wood 1 Pole 65' | 2015-05-12 | 2015-07-01 | 10057617
0 | 0 | 0 | 0 | 2024-12-01 | BH Colorado Electric Oper Co | Regulated Electric (122) | COE Elec 115kV Transmission Lines | 240 (T) Boone - LaJunta | 135500 | Wood 1 Pole 65': 7911016500 | 21754241 | Wood 1 Pole 65 | 2015-05-12 | 2015-07-01 | 10057617
0 | 0 | 0 | 0 | 2024-12-01 | BH Colorado Electric Oper Co | Regulated Electric (122) | COE Elec 115kV Transmission Lines | 240 (T) Boone - LaJunta | 135500 | Wood 1 Pole 65': 7911016500 | 21754087 | Wood 1 Pole 65 | 2015-05-12 | 2015-07-01 | 10057617
0 | 0 | 0 | 0 | 2024-12-01 | BH Colorado Electric Oper Co | Regulated Electric (122) | COE Elec 115kV Transmission Lines | 240 (T) Boone - LaJunta | 135500 | Wood 1 Pole 65': 7911016500 | 21754276 | Wood 1 Pole 65 | 2015-05-12 | 2015-07-01 | 10057617
0 | 0 | 0 | 0 | 2024-12-01 | BH Colorado Electric Oper Co | Regulated Electric (122) | COE Elec 115kV Transmission Lines | 240 (T) Boone - LaJunta | 135500 | Wood 1 Pole 65': 7911016500 | 21754129 | Wood 1 Pole 65 | 2015-05-12 | 2015-07-01 | 10057617
0 | 0 | 0 | 0 | 2024-12-01 | BH Colorado Electric Oper Co | Regulated Electric (122) | COE Elec 115kV Transmission Lines | 240 (T) Boone - LaJunta | 135500 | Wood 1 Pole 65': 7911016500 | 21754304 | Wood 1 Pole 65 | 2015-05-12 | 2015-07-01 | 10057617
0 | 0 | 0 | 0 | 2024-12-01 | BH Colorado Electric Oper Co | Regulated Electric (122) | COE Elec 115kV Transmission Lines | 240 (T) Boone - LaJunta | 135500 | Wood 1 Pole 65': 7911016500 | 21754220 | Wood 1 Pole 65 | 2015-05-12 | 2015-07-01 | 10057617
0 | 0 | 0 | 0 | 2024-12-01 | BH Colorado Electric Oper Co | Regulated Electric (122) | COE Elec 115kV Transmission Lines | 240 (T) Boone - LaJunta | 135500 | Wood 1 Pole 65': 7911016500 | 21754185 | Wood 1 Pole 65 | 2015-05-12 | 2015-07-01 | 10057617
0 | 0 | 0 | 0 | 2024-12-01 | BH Colorado Electric Oper Co | Regulated Electric (122) | COE Elec 115kV Transmission Lines | 240 (T) Boone - LaJunta | 135500 | Wood 1 Pole 65': 7911016500 | 21754171 | Wood 1 Pole 65 | 2015-05-12 | 2015-07-01 | 10057617
0 | 0 | 0 | 0 | 2024-12-01 | BH Colorado Electric Oper Co | Regulated Electric (122) | COE Elec 115kV Transmission Lines | 240 (T) Boone - LaJunta | 135500 | Wood 1 Pole 65': 7911016500 | 21754164 | Wood 1 Pole 65 | 2015-05-12 | 2015-07-01 | 10057617
0 | 0 | 0 | 0 | 2024-12-01 | BH Colorado Electric Oper Co | Regulated Electric (122) | COE Elec 115kV Transmission Lines | 240 (T) Boone - LaJunta | 135500 | Wood 1 Pole 65': 7911016500 | 21754269 | Wood 1 Pole 65 | 2015-05-12 | 2015-07-01 | 10057617
0 | 0 | 0 | 0 | 2024-12-01 | BH Colorado Electric Oper Co | Regulated Electric (122) | COE Elec 115kV Transmission Lines | 240 (T) Boone - LaJunta | 135500 | Wood 1 Pole 65': 7911016500 | 21754227 | Wood 1 Pole 65 | 2015-05-12 | 2015-07-01 | 10057617
0 | 0 | 0 | 0 | 2024-12-01 | BH Colorado Electric Oper Co | Regulated Electric (122) | COE Elec 115kV Transmission Lines | 240 (T) Boone - LaJunta | 135500 | Wood 1 Pole 65': 7911016500 | 21754262 | Wood 1 Pole 65 | 2015-05-12 | 2015-07-01 | 10057617
0 | 0 | 0 | 0 | 2024-12-01 | BH Colorado Electric Oper Co | Regulated Electric (122) | COE Elec 115kV Transmission Lines | 240 (T) Boone - LaJunta | 135500 | Wood 1 Pole 65': 7911016500 | 21754234 | Wood 1 Pole 65' | 2015-05-12 | 2015-07-01 | 10057617
0 | 0 | 0 | 0 | 2024-12-01 | BH Colorado Electric Oper Co | Regulated Electric (122) | COE Elec 115kV Transmission Lines | 240 (T) Boone - LaJunta | 135500 | Wood 1 Pole 65': 7911016500 | 21754080 | Wood 1 Pole 65' | 2015-05-12 | 2015-07-01 | 10057617
0 | 0 | 0 | 0 | 2024-12-01 | BH Colorado Electric Oper Co | Regulated Electric (122) | COE Elec 115kV Transmission Lines | 240 (T) Boone - LaJunta | 135500 | Wood 1 Pole 65': 7911016500 | 21754094 | Wood 1 Pole 65' | 2015-05-12 | 2015-07-01 | 10057617
0 | 0 | 0 | 0 | 2024-12-01 | BH Colorado Electric Oper Co | Regulated Electric (122) | COE Elec 115kV Transmission Lines | 240 (T) Boone - LaJunta | 135500 | Wood 1 Pole 65': 7911016500 | 21754248 | Wood 1 Pole 65' | 2015-05-12 | 2015-07-01 | 10057617
0 | 0 | 0 | 0 | 2024-12-01 | BH Colorado Electric Oper Co | Regulated Electric (122) | COE Elec 115kV Transmission Lines | 240 (T) Boone - LaJunta | 135500 | Wood 1 Pole 65': 7911016500 | 21754150 | Wood 1 Pole 65 | 2015-05-12 | 2015-07-01 | 10057617
0 | 0 | 0 | 0 | 2024-12-01 | BH Colorado Electric Oper Co | Regulated Electric (122) | COE Elec 115kV Transmission Lines | 240 (T) Boone - LaJunta | 135500 | Wood 1 Pole 65': 7911016500 | 21754136 | Wood 1 Pole 65 | 2015-05-12 | 2015-07-01 | 10057617
0 | 0 | 0 | 0 | 2024-12-01 | BH Colorado Electric Oper Co | Regulated Electric (122) | COE Elec 115kV Transmission Lines | 240 (T) Boone - LaJunta | 135500 | Wood 1 Pole 65': 7911016500 | 21754115 | Wood 1 Pole 65' | 2015-05-12 | 2015-07-01 | 10057617
0 | 0 | 0 | 0 | 2024-12-01 | BH Colorado Electric Oper Co | Regulated Electric (122) | COE Elec 115kV Transmission Lines | 240 (T) Boone - LaJunta | 135500 | Wood 1 Pole 65': 7911016500 | 21754290 | Wood 1 Pole 65 | 2015-05-12 | 2015-07-01 | 10057617
0 | 0 | 0 | 0 | 2024-12-01 | BH Colorado Electric Oper Co | Regulated Electric (122) | COE Elec 115kV Transmission Lines | 240 (T) Boone - LaJunta | 135500 | Wood 1 Pole 65': 7911016500 | 21754255 | Wood 1 Pole 65 | 2015-05-12 | 2015-07-01 | 10057617
0 | 0 | 0 | 0 | 2024-12-01 | BH Colorado Electric Oper Co | Regulated Electric (122) | COE Elec 115kV Transmission Lines | 240 (T) Boone - LaJunta | 135500 | Wood 1 Pole 70': 7911017000 | 21754157 | Wood 1 Pole 70' | 2015-05-12 | 2015-07-01 | 10057617
0 | 0 | 0 | 0 | 2024-12-01 | BH Colorado Electric Oper Co | Regulated Electric (122) | COE Elec 115kV Transmission Lines | 240 (T) Boone - LaJunta | 135500 | Wood 1 Pole 75': 7911017500 | 21754143 | Wood 1 Pole 75' | 2015-05-12 | 2015-07-01 | 10057617
0 | 0 | 0 | 0 | 2024-12-01 | BH Colorado Electric Oper Co | Regulated Electric (122) | COE Elec 115kV Transmission Lines | 240 (T) Boone - LaJunta | 135500 | Wood 1 Pole 75': 7911017500 | 21754199 | Wood 1 Pole 75' | 2015-05-12 | 2015-07-01 | 10057617
0 | 0 | 0 | 0 | 2024-12-01 | BH Colorado Electric Oper Co | Regulated Electric (122) | COE Elec 115kV Transmission Lines | 240 (T) Boone - LaJunta | 135500 | Wood 1 Pole 75': 7911017500 | 21754297 | Wood 1 Pole 75' | 2015-05-12 | 2015-07-01 | 10057617
0 | 0 | 0 | 0 | 2024-12-01 | BH Colorado Electric Oper Co | Regulated Electric (122) | COE Elec 115kV Transmission Lines | 240 (T) Boone - LaJunta | 135500 | Wood 1 Pole 75': 7911017500 | 21754101 | Wood 1 Pole 75' | 2015-05-12 | 2015-07-01 | 10057617
0 | 0 | 0 | 0 | 2024-12-01 | BH Colorado Electric Oper Co | Regulated Electric (122) | COE Elec 115kV Transmission Lines | 240 (T) Boone - LaJunta | 135500 | Wood 1 Pole 75': 7911017500 | 21754178 | Wood 1 Pole 75' | 2015-05-12 | 2015-07-01 | 10057617
0 | 0 | 0 | 0 | 2024-12-01 | BH Colorado Electric Oper Co | Regulated Electric (122) | COE Elec 115kV Transmission Lines | 240 (T) Boone - LaJunta | 135600 | Conductor, Oh Acsr Bare 4: 1681030000 | 21754346 | Conductor, Oh Acsr Bare 4 | 2016-04-04 | 2016-01-01 | 10057617
759199 | 4051784.58 | 335613.9358 | 3716170.6442 | 2024-12-01 | BH Colorado Electric Oper Co | Regulated Electric (122) | COE Elec 115kV Transmission Lines | 240 (T) Boone - LaJunta | 135600 | Conductor, Oh Acsr Bare 795 Mcm: 1681097950 | 29657004 | Conductor, Oh Acsr Bare 795 Mcm | 2019-05-18 | 2019-01-01 | 10057778
0 | 0 | 0 | 0 | 2024-12-01 | BH Colorado Electric Oper Co | Regulated Electric (122) | COE Elec 115kV Transmission Lines | 240 (T) Boone - LaJunta | 135600 | Conductor, Oh Copper Bare 4: 1683030000 | 21754553 | Conductor, Oh Copper Bare 4 | 2013-05-01 | 2013-01-01 | 10057617
0 | 0 | 0 | 0 | 2024-12-01 | BH Colorado Electric Oper Co | Regulated Electric (122) | COE Elec 115kV Transmission Lines | 240 (T) Boone - LaJunta | 135600 | Conductor, Oh Copper Bare 4: 1683030000 | 21754059 | Conductor, Oh Copper Bare 4 | 2013-08-02 | 2013-01-01 | 10057617
266 | 99.85 | 89.4739 | 10.3761 | 2024-12-01 | BH Colorado Electric Oper Co | Regulated Electric (122) | COE Elec 115kV Transmission Lines | 240 (T) Boone - LaJunta | 135600 | Conductor, Oh: 1681000000 | 36865987 | TRANSMISSION LINES-CONDUCTOR | 1965-07-01 | 1965-07-01 | CPR Conversion
3785 | 3500.85 | 2609.8133 | 891.0367 | 2024-12-01 | BH Colorado Electric Oper Co | Regulated Electric (122) | COE Elec 115kV Transmission Lines | 240 (T) Boone - LaJunta | 135600 | Conductor, Oh: 1681000000 | 36865980 | TRANSMISSION LINES-CONDUCTOR | 1975-07-01 | 1975-07-01 | CPR Conversion
42227 | 57808.21 | 33518.2453 | 24289.9647 | 2024-12-01 | BH Colorado Electric Oper Co | Regulated Electric (122) | COE Elec 115kV Transmission Lines | 240 (T) Boone - LaJunta | 135600 | Conductor, Oh: 1681000000 | 36865959 | CONDUCTOR, OVERHEAD | 1986-07-01 | 1986-07-01 | CPR Conversion
0 | 0 | 0 | 0 | 2024-12-01 | BH Colorado Electric Oper Co | Regulated Electric (122) | COE Elec 115kV Transmission Lines | 240 (T) Boone - LaJunta | 135600 | Conductor, Oh: 1681000000 | 21754052 | CONDUCTOR, OVERHEAD | 1986-07-01 | 1986-07-01 | 10057617
187281 | 66063.14 | 51238.617 | 14824.523 | 2024-12-01 | BH Colorado Electric Oper Co | Regulated Electric (122) | COE Elec 115kV Transmission Lines | 240 (T) Boone - LaJunta | 135600 | Conductor, Oh: 1681000000 | 36866015 | TRANSMISSION LINES-CONDUCTOR | 1973-07-01 | 1973-07-01 | CPR Conversion
1209183 | 422552.63 | 416824.3206 | 5728.3094 | 2024-12-01 | BH Colorado Electric Oper Co | Regulated Electric (122) | COE Elec 115kV Transmission Lines | 240 (T) Boone - LaJunta | 135600 | Conductor, Oh: 1681000000 | 36865994 | CONDUCTOR, OVERHEAD | 1959-07-01 | 1959-07-01 | CPR Conversion
0 | 0 | 0 | 0 | 2024-12-01 | BH Colorado Electric Oper Co | Regulated Electric (122) | COE Elec 115kV Transmission Lines | 240 (T) Boone - LaJunta | 135600 | Estimated Additions: 0010000000 | 36478286 | This work order is for the replacment of broken insulators on the Boone to La Junta 115 kV line The line number is 240 but it is not listed in the asset location drop down | 2022-07-15 | 2022-12-01 | 10081017
0 | 0 | 0 | 0 | 2024-12-01 | BH Colorado Electric Oper Co | Regulated Electric (122) | COE Elec 115kV Transmission Lines | 240 (T) Boone - LaJunta | 135600 | Estimated Additions: 0010000000 | 21754367 | This wo is to install jumpers Between the Nyberg- Boone 115 kV line and the Boone - La Junta 115 kV line | 2018-01-15 | 2018-01-01 | 10057617
0 | 0 | 0 | 0 | 2024-12-01 | BH Colorado Electric Oper Co | Regulated Electric (122) | COE Elec 115kV Transmission Lines | 240 (T) Boone - LaJunta | 135600 | Estimated Additions: 0010000000 | 27490896 | This wo is to install jumpers Between the Nyberg- Boone 115 kV line and the Boone - La Junta 115 kV line | 2018-01-15 | 2019-07-01 | 10057617
264279 | 2448088.74 | 202777.9812 | 2245310.7588 | 2024-12-01 | BH Colorado Electric Oper Co | Regulated Electric (122) | COE Elec 115kV Transmission Lines | 240 (T) Boone - LaJunta | 135600 | Other Cable (FIBER OPTIC): 0834100000 | 29657007 | Other Cable (FIBER OPTIC) | 2019-05-18 | 2019-01-01 | 10057778
0 | 0 | 0 | 0 | 2024-12-01 | BH Colorado Electric Oper Co | Regulated Electric (122) | COE Elec 115kV Transmission Lines | 240 (T) Boone - LaJunta | 135600 | Post Insulators: 4272000000 | 21754574 | POST INSULATORS | 2013-05-03 | 2013-01-01 | 10057617
0 | 0 | 0 | 0 | 2024-12-01 | BH Colorado Electric Oper Co | Regulated Electric (122) | COE Elec 115kV Transmission Lines | 240 (T) Boone - LaJunta | 135600 | Post Insulators: 4272000000 | 21754456 | POST INSULATORS | 2006-12-12 | 2006-01-01 | 10057617
0 | 0 | 0 | 0 | 2024-12-01 | BH Colorado Electric Oper Co | Regulated Electric (122) | COE Elec 115kV Transmission Lines | 240 (T) Boone - LaJunta | 135600 | Post Insulators: 4272000000 | 27510062 | Post Insulators | 2018-01-15 | 2018-01-01 | 10057617
250177 | 159891.2 | 13243.9704 | 146647.2296 | 2024-12-01 | BH Colorado Electric Oper Co | Regulated Electric (122) | COE Elec 115kV Transmission Lines | 240 (T) Boone - LaJunta | 135600 | Static Wire (Transmission Lines): 1682000000 | 29656978 | Static Wire (Transmission Lines) | 2019-05-18 | 2019-01-01 | 10057778
0 | 0 | 0 | 0 | 2024-12-01 | BH Colorado Electric Oper Co | Regulated Electric (122) | COE Elec 115kV Transmission Lines | 240 (T) Boone - LaJunta | 135600 | Static Wire (Transmission Lines): 1682000000 | 21754045 | STATIC WIRE (TRANSMISSION LINES) | 1986-07-01 | 1986-07-01 | 10057617
14047 | 8465.37 | 4908.3746 | 3556.9954 | 2024-12-01 | BH Colorado Electric Oper Co | Regulated Electric (122) | COE Elec 115kV Transmission Lines | 240 (T) Boone - LaJunta | 135600 | Static Wire (Transmission Lines): 1682000000 | 36866008 | STATIC WIRE (TRANSMISSION LINES) | 1986-07-01 | 1986-07-01 | CPR Conversion
732350 | 86399.37 | 85228.1021 | 1171.2679 | 2024-12-01 | BH Colorado Electric Oper Co | Regulated Electric (122) | COE Elec 115kV Transmission Lines | 240 (T) Boone - LaJunta | 135600 | Static Wire (Transmission Lines): 1682000000 | 36865973 | STATIC WIRE (TRANSMISSION LINES) | 1959-07-01 | 1959-07-01 | CPR Conversion
124668 | 20757.67 | 16099.6632 | 4658.0068 | 2024-12-01 | BH Colorado Electric Oper Co | Regulated Electric (122) | COE Elec 115kV Transmission Lines | 240 (T) Boone - LaJunta | 135600 | Static Wire (Transmission Lines): 1682000000 | 36865966 | STATIC WIRE (TRANSMISSION LINE | 1973-07-01 | 1973-07-01 | CPR Conversion
27500 | 5137.37 | 4603.5106 | 533.8594 | 2024-12-01 | BH Colorado Electric Oper Co | Regulated Electric (122) | COE Elec 115kV Transmission Lines | 240 (T) Boone - LaJunta | 135600 | Static Wire (Transmission Lines): 1682000000 | 36866001 | STATIC WIRE (TRANSMISSION LINE | 1965-07-01 | 1965-07-01 | CPR Conversion
0 | 0 | 0 | 0 | 2024-12-01 | BH Colorado Electric Oper Co | Regulated Electric (122) | COE Elec 115kV Transmission Lines | 240 (T) Boone - LaJunta | 135600 | Suspension Insulators: 4273000000 | 21754360 | Suspension Insulators | 2017-03-27 | 2017-01-01 | 10057617
0 | 0 | 0 | 0 | 2024-12-01 | BH Colorado Electric Oper Co | Regulated Electric (122) | COE Elec 115kV Transmission Lines | 240 (T) Boone - LaJunta | 135600 | Suspension Insulators: 4273000000 | 21754381 | SUSPENSION INSULATORS | 2001-05-25 | 2001-01-01 | 10057617
0 | 0 | 0 | 0 | 2024-12-01 | BH Colorado Electric Oper Co | Regulated Electric (122) | COE Elec 115kV Transmission Lines | 240 (T) Boone - LaJunta | 135600 | Suspension Insulators: 4273000000 | 21754545 | Suspension Insulators | 2013-05-01 | 2013-01-01 | 10057617
0 | 0 | 0 | 0 | 2024-12-01 | BH Colorado Electric Oper Co | Regulated Electric (122) | COE Elec 115kV Transmission Lines | 240 (T) Boone - LaJunta | 135600 | Suspension Insulators: 4273000000 | 21754503 | Suspension Insulators | 2010-10-01 | 2010-01-01 | 10057617
0 | 0 | 0 | 0 | 2024-12-01 | BH Colorado Electric Oper Co | Regulated Electric (122) | COE Elec 115kV Transmission Lines | 240 (T) Boone - LaJunta | 135600 | Suspension Insulators: 4273000000 | 21754435 | SUSPENSION INSULATORS | 2006-12-12 | 2006-01-01 | 10057617
12 | 12396.08 | 466.7189 | 11929.3611 | 2024-12-01 | BH Colorado Electric Oper Co | Regulated Electric (122) | COE Elec 115kV Transmission Lines | 240 (T) Boone - LaJunta | 135600 | Suspension Insulators: 4273000000 | 36595002 | Suspension Insulators | 2022-07-15 | 2022-01-01 | 10081017
0 | 0 | 0 | 0 | 2024-12-01 | BH Colorado Electric Oper Co | Regulated Electric (122) | COE Elec 115kV Transmission Lines | 240 (T) Boone - LaJunta | 135600 | Suspension Insulators: 4273000000 | 21754567 | Suspension Insulators | 2013-05-03 | 2013-01-01 | 10057617
0 | 0 | 0 | 0 | 2024-12-01 | BH Colorado Electric Oper Co | Regulated Electric (122) | COE Elec 115kV Transmission Lines | 240 (T) Boone - LaJunta | 135600 | Suspension Insulators: 4273000000 | 21754517 | Suspension Insulators | 2011-12-01 | 2011-01-01 | 10057617
0 | 0 | 0 | 0 | 2024-12-01 | BH Colorado Electric Oper Co | Regulated Electric (122) | COE Elec 115kV Transmission Lines | 240 (T) Boone - LaJunta | 135600 | Suspension Insulators: 4273000000 | 21754468 | SUSPENSION INSULATORS | 2007-06-01 | 2007-01-01 | 10057617
1 | 48360.65 | -537.31 | 48897.96 | 2024-12-01 | BH Colorado Electric Oper Co | Regulated Electric (122) | COE Elec 115kV Transmission Lines | 241 (T) Nyberg Sub - Airport Mem. | 135001 | Land: 4481XXXXXX | 20949373 | LAND | 2001-11-15 | 2001-11-01 | 23558250
0 | 0 | 0 | 0 | 2024-12-01 | BH Colorado Electric Oper Co | Regulated Electric (122) | COE Elec 115kV Transmission Lines | 241 (T) Nyberg Sub - Airport Mem. | 135500 | Anchors: 0140000000 | 20949324 | ANCHORS | 2001-11-15 | 2002-01-01 | 23558250
0 | 0 | 0 | 0 | 2024-12-01 | BH Colorado Electric Oper Co | Regulated Electric (122) | COE Elec 115kV Transmission Lines | 241 (T) Nyberg Sub - Airport Mem. | 135500 | Estimated Additions: 0010000000 | 32855200 | This project is to rebuild the 115 kv line from Nyberg to airport Memorial substations. | 2021-02-24 | 2021-03-01 | 10069792
0 | 0 | 0 | 0 | 2024-12-01 | BH Colorado Electric Oper Co | Regulated Electric (122) | COE Elec 115kV Transmission Lines | 241 (T) Nyberg Sub - Airport Mem. | 135500 | Estimated Additions: 0010000000 | 33035666 | This project is to rebuild the 115 kv line from Nyberg to airport Memorial substations. | 2021-02-24 | 2021-04-01 | 10069792
0 | 0 | 0 | 0 | 2024-12-01 | BH Colorado Electric Oper Co | Regulated Electric (122) | COE Elec 115kV Transmission Lines | 241 (T) Nyberg Sub - Airport Mem. | 135500 | Estimated Additions: 0010000000 | 32508470 | This project is to rebuild the 115 kv line from Nyberg to airport Memorial substations. | 2021-02-24 | 2021-02-01 | 10069792
0 | 0 | 0 | 0 | 2024-12-01 | BH Colorado Electric Oper Co | Regulated Electric (122) | COE Elec 115kV Transmission Lines | 241 (T) Nyberg Sub - Airport Mem. | 135500 | Guys: 4060000000 | 20949345 | GUYS | 2001-11-15 | 2002-01-01 | 23558250
0 | 0 | 0 | 0 | 2024-12-01 | BH Colorado Electric Oper Co | Regulated Electric (122) | COE Elec 115kV Transmission Lines | 241 (T) Nyberg Sub - Airport Mem. | 135500 | Pole, Steel, 60': 6165600000 | 33503702 | Pole, Steel, 60' | 2021-02-24 | 2021-01-01 | 10069792
0 | 0 | 0 | 0 | 2024-12-01 | BH Colorado Electric Oper Co | Regulated Electric (122) | COE Elec 115kV Transmission Lines | 241 (T) Nyberg Sub - Airport Mem. | 135500 | Pole, Steel, 65' Or Greater: 6165650000 | 33503717 | Pole, Steel, 90' | 2021-02-24 | 2021-01-01 | 10069792
2 | 117908.22 | 5207.2078 | 112701.0122 | 2024-12-01 | BH Colorado Electric Oper Co | Regulated Electric (122) | COE Elec 115kV Transmission Lines | 241 (T) Nyberg Sub - Airport Mem. | 135500 | Pole, Steel: 7912000000 | 37646132 | Pole, Steel, 60' | 2021-02-24 | 2021-01-01 | 10069792
67 | 1388040.65 | 61300.3585 | 1326740.2915 | 2024-12-01 | BH Colorado Electric Oper Co | Regulated Electric (122) | COE Elec 115kV Transmission Lines | 241 (T) Nyberg Sub - Airport Mem. | 135500 | Pole, Steel: 7912000000 | 37646125 | Pole, Steel, 90' | 2021-02-24 | 2021-01-01 | 10069792
0 | 0 | 0 | 0 | 2024-12-01 | BH Colorado Electric Oper Co | Regulated Electric (122) | COE Elec 115kV Transmission Lines | 241 (T) Nyberg Sub - Airport Mem. | 135500 | Pole, Steel: 7912000000 | 20949310 | POLE, STEEL | 2001-11-15 | 2002-01-01 | 23558250
0 | 0 | 0 | 0 | 2024-12-01 | BH Colorado Electric Oper Co | Regulated Electric (122) | COE Elec 115kV Transmission Lines | 241 (T) Nyberg Sub - Airport Mem. | 135500 | Pole, Wood: 7911000000 | 20949359 | POLE, WOOD | 2001-11-15 | 2002-01-01 | 23558250
0 | 0 | 0 | 0 | 2024-12-01 | BH Colorado Electric Oper Co | Regulated Electric (122) | COE Elec 115kV Transmission Lines | 241 (T) Nyberg Sub - Airport Mem. | 135600 | Arrester - 0-10,000 Volts: 0210100000 | 20949352 | ARRESTER - 0-10,000 VOLTS | 2001-11-15 | 2002-01-01 | 23558250
27747 | 94206.1 | 4965.6714 | 89240.4286 | 2024-12-01 | BH Colorado Electric Oper Co | Regulated Electric (122) | COE Elec 115kV Transmission Lines | 241 (T) Nyberg Sub - Airport Mem. | 135600 | Conductor, Fiber Optic : 1680150000 | 33503736 | Conductor, Fiber Optic | 2021-02-24 | 2021-01-01 | 10069792
81600 | 295347.77 | 15567.9936 | 279779.7764 | 2024-12-01 | BH Colorado Electric Oper Co | Regulated Electric (122) | COE Elec 115kV Transmission Lines | 241 (T) Nyberg Sub - Airport Mem. | 135600 | Conductor, Oh Acsr Bare 795 Mcm: 1681097950 | 33503733 | Conductor, Oh Acsr Bare 795 Mcm | 2021-02-24 | 2021-01-01 | 10069792
0 | 0 | 0 | 0 | 2024-12-01 | BH Colorado Electric Oper Co | Regulated Electric (122) | COE Elec 115kV Transmission Lines | 241 (T) Nyberg Sub - Airport Mem. | 135600 | Conductor, Oh Tran&Dist Insulat: 1687000000 | 20949317 | CONDUCTOR, OH TRANS & DIST INSULATED | 2001-11-15 | 2002-01-01 | 23558250
0 | 0 | 0 | 0 | 2024-12-01 | BH Colorado Electric Oper Co | Regulated Electric (122) | COE Elec 115kV Transmission Lines | 241 (T) Nyberg Sub - Airport Mem. | 135600 | Conductor, Oh Trans & Dist Bare: 1686000000 | 20949303 | CONDUCTOR, OH TRANS & DIST BARE | 2001-11-15 | 2002-01-01 | 23558250
0 | 0 | 0 | 0 | 2024-12-01 | BH Colorado Electric Oper Co | Regulated Electric (122) | COE Elec 115kV Transmission Lines | 241 (T) Nyberg Sub - Airport Mem. | 135600 | Cutouts, 7,501-15,000 Volts: 2521016000 | 20949338 | CUTOUTS, 7501-15,000 VOLTS | 2001-11-15 | 2002-01-01 | 23558250
0 | 0 | 0 | 0 | 2024-12-01 | BH Colorado Electric Oper Co | Regulated Electric (122) | COE Elec 115kV Transmission Lines | 241 (T) Nyberg Sub - Airport Mem. | 135600 | Estimated Additions: 0010000000 | 32508473 | This project is to rebuild the 115 kv line from Nyberg to airport Memorial substations. | 2021-02-24 | 2021-02-01 | 10069792
0 | 0 | 0 | 0 | 2024-12-01 | BH Colorado Electric Oper Co | Regulated Electric (122) | COE Elec 115kV Transmission Lines | 241 (T) Nyberg Sub - Airport Mem. | 135600 | Estimated Additions: 0010000000 | 33035671 | This project is to rebuild the 115 kv line from Nyberg to airport Memorial substations. | 2021-02-24 | 2021-04-01 | 10069792
0 | 0 | 0 | 0 | 2024-12-01 | BH Colorado Electric Oper Co | Regulated Electric (122) | COE Elec 115kV Transmission Lines | 241 (T) Nyberg Sub - Airport Mem. | 135600 | Estimated Additions: 0010000000 | 32855204 | This project is to rebuild the 115 kv line from Nyberg to airport Memorial substations. | 2021-02-24 | 2021-03-01 | 10069792
0 | 0 | 0 | 0 | 2024-12-01 | BH Colorado Electric Oper Co | Regulated Electric (122) | COE Elec 115kV Transmission Lines | 241 (T) Nyberg Sub - Airport Mem. | 135600 | Post Insulators: 4272000000 | 20949366 | POST INSULATORS | 2001-11-15 | 2002-01-01 | 23558250
198 | 200553.13 | 10571.2999 | 189981.8301 | 2024-12-01 | BH Colorado Electric Oper Co | Regulated Electric (122) | COE Elec 115kV Transmission Lines | 241 (T) Nyberg Sub - Airport Mem. | 135600 | Post Insulators: 4272000000 | 33503730 | Post Insulators | 2021-02-24 | 2021-01-01 | 10069792
0 | 0 | 0 | 0 | 2024-12-01 | BH Colorado Electric Oper Co | Regulated Electric (122) | COE Elec 115kV Transmission Lines | 241 (T) Nyberg Sub - Airport Mem. | 135600 | Suspension Insulators: 4273000000 | 20949331 | SUSPENSION INSULATORS | 2001-11-15 | 2002-01-01 | 23558250
2 | 77714.67 | 13238.2169 | 64476.4531 | 2024-12-01 | BH Colorado Electric Oper Co | Regulated Electric (122) | COE Elec 115kV Transmission Lines | 242 (T) Baculite Mesa - Nyberg | 135500 | Pole, Steel: 7912000000 | 20949268 | STRUCTURES:STEEL POLES 90' | 2011-12-16 | 2012-01-01 | 10040011
4 | 53836.81 | 9170.77 | 44666.04 | 2024-12-01 | BH Colorado Electric Oper Co | Regulated Electric (122) | COE Elec 115kV Transmission Lines | 242 (T) Baculite Mesa - Nyberg | 135500 | Pole, Steel: 7912000000 | 20949275 | STRUCTURES:STEEL POLES 105' | 2011-12-16 | 2012-01-01 | 10040011
1 | 17451.75 | 2972.7985 | 14478.9515 | 2024-12-01 | BH Colorado Electric Oper Co | Regulated Electric (122) | COE Elec 115kV Transmission Lines | 242 (T) Baculite Mesa - Nyberg | 135500 | Pole, Steel: 7912000000 | 20949212 | STRUCTURES:STEEL POLES 65' | 2011-12-16 | 2012-01-01 | 10040011
1 | 25072.17 | 4270.8902 | 20801.2798 | 2024-12-01 | BH Colorado Electric Oper Co | Regulated Electric (122) | COE Elec 115kV Transmission Lines | 242 (T) Baculite Mesa - Nyberg | 135500 | Pole, Steel: 7912000000 | 20949254 | STRUCTURES:STEEL POLES 140' | 2011-12-16 | 2012-01-01 | 10040011
12 | 171824.8 | 29269.2997 | 142555.5003 | 2024-12-01 | BH Colorado Electric Oper Co | Regulated Electric (122) | COE Elec 115kV Transmission Lines | 242 (T) Baculite Mesa - Nyberg | 135500 | Pole, Steel: 7912000000 | 20949296 | STRUCTURES:STEEL POLES 110' | 2011-12-16 | 2012-01-01 | 10040011
6 | 116833.26 | 19901.8285 | 96931.4315 | 2024-12-01 | BH Colorado Electric Oper Co | Regulated Electric (122) | COE Elec 115kV Transmission Lines | 242 (T) Baculite Mesa - Nyberg | 135500 | Pole, Steel: 7912000000 | 20949240 | STRUCTURES:STEEL POLES 125' | 2011-12-16 | 2012-01-01 | 10040011
12 | 219059.7 | 37315.4749 | 181744.2251 | 2024-12-01 | BH Colorado Electric Oper Co | Regulated Electric (122) | COE Elec 115kV Transmission Lines | 242 (T) Baculite Mesa - Nyberg | 135500 | Pole, Steel: 7912000000 | 20949191 | STRUCTURES:STEEL POLES 120' | 2011-12-16 | 2012-01-01 | 10040011
26 | 398665.28 | 67910.1826 | 330755.0974 | 2024-12-01 | BH Colorado Electric Oper Co | Regulated Electric (122) | COE Elec 115kV Transmission Lines | 242 (T) Baculite Mesa - Nyberg | 135500 | Pole, Steel: 7912000000 | 20949247 | STRUCTURES:STEEL POLES 115' | 2011-12-16 | 2012-01-01 | 10040011
177 | 221567.8 | 37742.7143 | 183825.0857 | 2024-12-01 | BH Colorado Electric Oper Co | Regulated Electric (122) | COE Elec 115kV Transmission Lines | 242 (T) Baculite Mesa - Nyberg | 135500 | Structure: 7911100000 | 20949233 | ASSEMBLY: BRACED LINE POST 230 KV | 2011-12-16 | 2012-01-01 | 10040011
6 | 7510.75 | 1279.4101 | 6231.3399 | 2024-12-01 | BH Colorado Electric Oper Co | Regulated Electric (122) | COE Elec 115kV Transmission Lines | 242 (T) Baculite Mesa - Nyberg | 135500 | Structure: 7911100000 | 20949219 | ASSEMBLY: BRACED LINE POST 115KV | 2011-12-16 | 2012-01-01 | 10040011
4 | 4037.1 | 687.6952 | 3349.4048 | 2024-12-01 | BH Colorado Electric Oper Co | Regulated Electric (122) | COE Elec 115kV Transmission Lines | 242 (T) Baculite Mesa - Nyberg | 135500 | Wood 1 Pole 75': 7911017500 | 20949261 | POLES: WOOD 75' | 2011-12-16 | 2012-01-01 | 10040011
3 | 3264.03 | 556.0075 | 2708.0225 | 2024-12-01 | BH Colorado Electric Oper Co | Regulated Electric (122) | COE Elec 115kV Transmission Lines | 242 (T) Baculite Mesa - Nyberg | 135500 | Wood 1 Pole 80': 7911018000 | 20949198 | POLES: WOOD 80' | 2011-12-16 | 2012-01-01 | 10040011
40300 | 179592.54 | 36513.4604 | 143079.0796 | 2024-12-01 | BH Colorado Electric Oper Co | Regulated Electric (122) | COE Elec 115kV Transmission Lines | 242 (T) Baculite Mesa - Nyberg | 135600 | Conductor, Fiber Optic : 1680150000 | 20949289 | OPGW 48 CT FIBER STR 41 TO NYBERG | 2011-12-16 | 2012-01-01 | 10040011
511665 | 4281566.41 | 870497.2124 | 3411069.1976 | 2024-12-01 | BH Colorado Electric Oper Co | Regulated Electric (122) | COE Elec 115kV Transmission Lines | 242 (T) Baculite Mesa - Nyberg | 135600 | Conductor, Oh Acsr Bare 1272 Mcm: 1681081272 | 20949184 | CONDUCTOR, 1272 45/7 ACSR | 2011-12-08 | 2012-01-01 | 10040011
1105 | 13592.59 | 2763.5474 | 10829.0426 | 2024-12-01 | BH Colorado Electric Oper Co | Regulated Electric (122) | COE Elec 115kV Transmission Lines | 242 (T) Baculite Mesa - Nyberg | 135600 | Conductor, Oh: 1681000000 | 20949282 | WIRE: 3/8 7" STRAND HS STEEL GALVANIZED | 2011-12-16 | 2012-01-01 | 10040011
552 | 665598.39 | 135324.6657 | 530273.7243 | 2024-12-01 | BH Colorado Electric Oper Co | Regulated Electric (122) | COE Elec 115kV Transmission Lines | 242 (T) Baculite Mesa - Nyberg | 135600 | Insulator, 230kv: | 20949226 | INSULATOR: 230 KV POLYMER | 2011-12-08 | 2012-01-01 | 10040011
873 | 876943.48 | 178293.8256 | 698649.6544 | 2024-12-01 | BH Colorado Electric Oper Co | Regulated Electric (122) | COE Elec 115kV Transmission Lines | 242 (T) Baculite Mesa - Nyberg | 135600 | Insulator: | 20949205 | INSULATOR, PORCELAIN | 2011-12-08 | 2012-01-01 | 10040011
12 | 37150.31 | 7553.1332 | 29597.1768 | 2024-12-01 | BH Colorado Electric Oper Co | Regulated Electric (122) | COE Elec 115kV Transmission Lines | 242 (T) Baculite Mesa - Nyberg | 135600 | Insulators-Post- 115kv: 4272115000 | 20949177 | INSULATOR, 115KV POST POLYMER | 2011-12-16 | 2012-01-01 | 10040011
10 | 106614.5 | -438.0299 | 107052.5299 | 2024-12-01 | BH Colorado Electric Oper Co | Regulated Electric (122) | COE Elec 115kV Transmission Lines | 243 (T) Nyberg - Boone | 135002 | Right-Of-Ways - Non-Depreciable: 4554XXXXXX | 21743568 | Right-Of-Ways - Non-Depreciable | 2015-01-31 | 2015-02-01 | 50507XFER
145 | 7824.24 | 937.9042 | 6886.3358 | 2024-12-01 | BH Colorado Electric Oper Co | Regulated Electric (122) | COE Elec 115kV Transmission Lines | 243 (T) Nyberg - Boone | 135500 | Anchors: 0140000000 | 21743596 | Anchors | 2015-01-31 | 2015-01-01 | 50507XFER
111 | 3505782.75 | 420243.8226 | 3085538.9274 | 2024-12-01 | BH Colorado Electric Oper Co | Regulated Electric (122) | COE Elec 115kV Transmission Lines | 243 (T) Nyberg - Boone | 135500 | Pole, Steel: 7912000000 | 21743561 | Pole, Steel | 2015-01-31 | 2015-02-01 | 50507XFER
1 | 11783.28 | 1412.4807 | 10370.7993 | 2024-12-01 | BH Colorado Electric Oper Co | Regulated Electric (122) | COE Elec 115kV Transmission Lines | 243 (T) Nyberg - Boone | 135500 | Pole, Wood, 65' Or Greater: 6161650000 | 21743575 | Pole, Wood, 65' Or Greater | 2015-01-31 | 2015-01-01 | 50507XFER
3887 | 9320.47 | 1333.498 | 7986.972 | 2024-12-01 | BH Colorado Electric Oper Co | Regulated Electric (122) | COE Elec 115kV Transmission Lines | 243 (T) Nyberg - Boone | 135600 | Conductor, Oh Acsr Bare 336.4 Mcm: 1681083360 | 21743554 | Conductor, Oh Acsr Bare 336.4 Mcm | 2015-01-31 | 2015-01-01 | 50507XFER
1000 | 1806.78 | 258.4996 | 1548.2804 | 2024-12-01 | BH Colorado Electric Oper Co | Regulated Electric (122) | COE Elec 115kV Transmission Lines | 243 (T) Nyberg - Boone | 135600 | Conductor, Oh Acsr Bare 4/0: 1681070000 | 21741249 | Conductor, Oh Acsr Bare 4/0 | 2015-01-31 | 2015-01-01 | 50507XFER
455633 | 1745247.32 | 249695.9722 | 1495551.3478 | 2024-12-01 | BH Colorado Electric Oper Co | Regulated Electric (122) | COE Elec 115kV Transmission Lines | 243 (T) Nyberg - Boone | 135600 | Conductor, Oh Acsr Bare 795 Mcm: 1681097950 | 21743543 | Conductor, Oh Acsr Bare 795 Mcm | 2015-01-31 | 2015-01-01 | 50507XFER
189 | 21524.7 | 3079.5812 | 18445.1188 | 2024-12-01 | BH Colorado Electric Oper Co | Regulated Electric (122) | COE Elec 115kV Transmission Lines | 243 (T) Nyberg - Boone | 135600 | DNU Dampers, Vibration: 1680100000 | 21743536 | Dampers, Vibration | 2015-01-31 | 2015-01-01 | 50507XFER
635 | 495970.44 | 70959.4679 | 425010.9721 | 2024-12-01 | BH Colorado Electric Oper Co | Regulated Electric (122) | COE Elec 115kV Transmission Lines | 243 (T) Nyberg - Boone | 135600 | Post Insulators: 4272000000 | 21743582 | Post Insulators | 2015-01-31 | 2015-01-01 | 50507XFER
982 | 49167.4 | 7034.4768 | 42132.9232 | 2024-12-01 | BH Colorado Electric Oper Co | Regulated Electric (122) | COE Elec 115kV Transmission Lines | 243 (T) Nyberg - Boone | 135600 | Suspension Insulators: 4273000000 | 21743589 | Suspension Insulators | 2015-01-31 | 2015-01-01 | 50507XFER
190 | 918943.17 | 144941.0558 | 774002.1142 | 2024-12-01 | BH Colorado Electric Oper Co | Regulated Electric (122) | COE Elec 115kV Transmission Lines | 245 (T) Portland - W.Station (N) | 135500 | Crossarm, Wood: 2451000000 | 20789588 | Crossarm, Wood | 2012-12-04 | 2012-01-01 | 10040536
1 | 33673.01 | 2336.885 | 31336.125 | 2024-12-01 | BH Colorado Electric Oper Co | Regulated Electric (122) | COE Elec 115kV Transmission Lines | 245 (T) Portland - W.Station (N) | 135500 | Crossarm, Wood: 2451000000 | 29785385 | Crossarm, Wood | 2019-05-23 | 2019-01-01 | 10057765
0 | 0 | 0 | 0 | 2024-12-01 | BH Colorado Electric Oper Co | Regulated Electric (122) | COE Elec 115kV Transmission Lines | 245 (T) Portland - W.Station (N) | 135500 | Pole, Wood, 45': 6161450000 | 20789602 | Pole, Wood, 45' | 2012-12-04 | 2012-01-01 | 10040536
1 | 10640.38 | 738.4355 | 9901.9445 | 2024-12-01 | BH Colorado Electric Oper Co | Regulated Electric (122) | COE Elec 115kV Transmission Lines | 245 (T) Portland - W.Station (N) | 135500 | Pole, Wood, 45': 6161450000 | 29785389 | Pole, Wood, 45' | 2019-05-23 | 2019-01-01 | 10057765
2 | 8199.18 | 1293.2223 | 6905.9577 | 2024-12-01 | BH Colorado Electric Oper Co | Regulated Electric (122) | COE Elec 115kV Transmission Lines | 245 (T) Portland - W.Station (N) | 135500 | Pole, Wood, 50': 6161500000 | 20789595 | Pole, Wood, 50' | 2012-12-04 | 2012-01-01 | 10040536
2 | 35353.84 | 2453.5335 | 32900.3065 | 2024-12-01 | BH Colorado Electric Oper Co | Regulated Electric (122) | COE Elec 115kV Transmission Lines | 245 (T) Portland - W.Station (N) | 135500 | Pole, Wood, 55': 6161550000 | 29785408 | Pole, Wood, 55' | 2019-05-23 | 2019-01-01 | 10057765
7 | 36966.14 | 5830.5144 | 31135.6256 | 2024-12-01 | BH Colorado Electric Oper Co | Regulated Electric (122) | COE Elec 115kV Transmission Lines | 245 (T) Portland - W.Station (N) | 135500 | Pole, Wood, 60': 6161600000 | 20789623 | Pole, Wood, 60' | 2012-12-04 | 2012-01-01 | 10040536
394 | 1536889.28 | 242407.1066 | 1294482.1734 | 2024-12-01 | BH Colorado Electric Oper Co | Regulated Electric (122) | COE Elec 115kV Transmission Lines | 245 (T) Portland - W.Station (N) | 135500 | Pole, Wood, 65' Or Greater: 6161650000 | 20789574 | Pole, Wood, 85' | 2012-12-04 | 2012-01-01 | 10040536
3 | 111604.54 | 7745.2825 | 103859.2575 | 2024-12-01 | BH Colorado Electric Oper Co | Regulated Electric (122) | COE Elec 115kV Transmission Lines | 245 (T) Portland - W.Station (N) | 135500 | Pole, Wood, 65' Or Greater: 6161650000 | 29785435 | Pole, Wood, 65' | 2019-05-23 | 2019-01-01 | 10057765
1095 | 28780.17 | 2383.8943 | 26396.2757 | 2024-12-01 | BH Colorado Electric Oper Co | Regulated Electric (122) | COE Elec 115kV Transmission Lines | 245 (T) Portland - W.Station (N) | 135600 | Conductor, Oh Acsr Bare 336.4 Mcm: 1681083360 | 29785442 | Conductor, Oh Acsr Bare 336.4 Mcm | 2019-05-23 | 2019-01-01 | 10057765
344905.66 | 3198015.82 | 602034.761 | 2595981.059 | 2024-12-01 | BH Colorado Electric Oper Co | Regulated Electric (122) | COE Elec 115kV Transmission Lines | 245 (T) Portland - W.Station (N) | 135600 | Conductor, Oh Acsr Bare 795 Mcm: 1681097950 | 20789609 | Conductor, Oh Acsr Bare 795 Mcm | 2012-12-04 | 2012-01-01 | 10040536
715 | 140510.88 | 26451.5371 | 114059.3429 | 2024-12-01 | BH Colorado Electric Oper Co | Regulated Electric (122) | COE Elec 115kV Transmission Lines | 245 (T) Portland - W.Station (N) | 135600 | DNU Dampers, Vibration: 1680100000 | 20789616 | Dampers, Vibration | 2012-12-04 | 2012-01-01 | 10040536
4 | 22057.83 | 166.0974 | 21891.7326 | 2024-12-01 | BH Colorado Electric Oper Co | Regulated Electric (122) | COE Elec 115kV Transmission Lines | 245 (T) Portland - W.Station (N) | 135600 | Estimated Additions: 0010000000 | 39517564 | OPGW (fiber) repair on 115kV PORTLAND - WEST STATION #2 transmission line. | 2024-08-08 | 2024-08-01 | 10087632
2 | 7621.9 | 57.3936 | 7564.5064 | 2024-12-01 | BH Colorado Electric Oper Co | Regulated Electric (122) | COE Elec 115kV Transmission Lines | 245 (T) Portland - W.Station (N) | 135600 | Estimated Additions: 0010000000 | 39959900 | OPGW (fiber) repair on 115kV PORTLAND - WEST STATION #2 transmission line. | 2024-08-08 | 2024-11-01 | 10087632
1929 | 198447.82 | 37358.3161 | 161089.5039 | 2024-12-01 | BH Colorado Electric Oper Co | Regulated Electric (122) | COE Elec 115kV Transmission Lines | 245 (T) Portland - W.Station (N) | 135600 | Insulator, 115KV: | 20789567 | INSULATOR, HORIZONTAL | 2012-12-04 | 2012-01-01 | 10040536
358 | 2781.97 | 230.4337 | 2551.5363 | 2024-12-01 | BH Colorado Electric Oper Co | Regulated Electric (122) | COE Elec 115kV Transmission Lines | 245 (T) Portland - W.Station (N) | 135600 | Static Wire (Transmission Lines): 1682000000 | 29785355 | Static Wire (Transmission Lines) | 2019-05-23 | 2019-01-01 | 10057765
238250 | 2485292.94 | 467862.8329 | 2017430.1071 | 2024-12-01 | BH Colorado Electric Oper Co | Regulated Electric (122) | COE Elec 115kV Transmission Lines | 245 (T) Portland - W.Station (N) | 135600 | Static Wire (Transmission Lines): 1682000000 | 20789581 | OPGW GROUND WIRE(STATIC WIRE) | 2012-12-04 | 2012-01-01 | 10040536
3 | 0 | 0 | 0 | 2024-12-01 | BH Colorado Electric Oper Co | Regulated Electric (122) | COE Elec 115kV Transmission Lines | 246 (T) DOT Tap 209.5 thn # 1 | 135001 | Estimated Additions: 0010000000 | 29646648 | This work order is to replace an arm on the DOT TAP line as well as make other repairs that were identified during line patrol | 2020-07-13 | 2020-07-01 | 10069618
0 | 0 | 0 | 0 | 2024-12-01 | BH Colorado Electric Oper Co | Regulated Electric (122) | COE Elec 115kV Transmission Lines | 246 (T) DOT Tap 209.5 thn # 1 | 135001 | Estimated Additions: 0010000000 | 30577502 | This work order is to replace an arm on the DOT TAP line as well as make other repairs that were identified during line patrol | 2020-07-13 | 2020-12-01 | 10069618
0 | 0 | 0 | 0 | 2024-12-01 | BH Colorado Electric Oper Co | Regulated Electric (122) | COE Elec 115kV Transmission Lines | 246 (T) DOT Tap 209.5 thn # 1 | 135500 | A dummy retirement unit: | 34776002 | A dummy retirement unit | 2020-07-13 | 2020-12-01 | 10069618
1 | 13036.09 | 1891.6399 | 11144.4501 | 2024-12-01 | BH Colorado Electric Oper Co | Regulated Electric (122) | COE Elec 115kV Transmission Lines | 246 (T) DOT Tap 209.5 thn # 1 | 135500 | Crossarm Assemblies, Wood: 7914000000 | 21741263 | Crossarm Assemblies, Wood | 2013-06-17 | 2013-06-01 | 50507XFER
0 | 0 | 0 | 0 | 2024-12-01 | BH Colorado Electric Oper Co | Regulated Electric (122) | COE Elec 115kV Transmission Lines | 246 (T) DOT Tap 209.5 thn # 1 | 135500 | Estimated Additions: 0010000000 | 34073871 | This work order is to replace an arm on the DOT TAP line as well as make other repairs that were identified during line patrol | 2020-07-13 | 2020-12-01 | 10069618
1 | 1090.74 | 205.3346 | 885.4054 | 2024-12-01 | BH Colorado Electric Oper Co | Regulated Electric (122) | COE Elec 115kV Transmission Lines | 246 (T) DOT Tap 209.5 thn # 1 | 135600 | Arrester - 0-10,000 Volts: 0210100000 | 21741256 | Arrester - 0-10,000 Volts | 2012-06-01 | 2012-01-01 | 50507XFER
1 | 800 | -7.09 | 807.09 | 2024-12-01 | BH Colorado Electric Oper Co | Regulated Electric (122) | COE Elec 115kV Transmission Lines | 247 (T) PDA Tap to PDA Sub | 135002 | Land Rights - Non-Depreciable: 4552XXXXXX | 21741277 | TLINE S8,T20S, R61W | 2004-08-01 | 2005-02-01 | 50507XFER
22 | 15.02 | 3.8852 | 11.1348 | 2024-12-01 | BH Colorado Electric Oper Co | Regulated Electric (122) | COE Elec 115kV Transmission Lines | 247 (T) PDA Tap to PDA Sub | 135500 | Anchors: 0140000000 | 21741308 | ANCHORS | 2004-08-01 | 2005-01-01 | 50507XFER
14 | 59.88 | 15.4892 | 44.3908 | 2024-12-01 | BH Colorado Electric Oper Co | Regulated Electric (122) | COE Elec 115kV Transmission Lines | 247 (T) PDA Tap to PDA Sub | 135500 | Crossarm Assemblies, Wood: 7914000000 | 21741294 | CROSSARM ASSEMBLIES, WOOD | 2004-08-01 | 2005-01-01 | 50507XFER
43 | 30.03 | 7.7679 | 22.2621 | 2024-12-01 | BH Colorado Electric Oper Co | Regulated Electric (122) | COE Elec 115kV Transmission Lines | 247 (T) PDA Tap to PDA Sub | 135500 | Guys: 4060000000 | 21741315 | GUYS | 2004-08-01 | 2005-01-01 | 50507XFER
1 | 15.58 | 4.0301 | 11.5499 | 2024-12-01 | BH Colorado Electric Oper Co | Regulated Electric (122) | COE Elec 115kV Transmission Lines | 247 (T) PDA Tap to PDA Sub | 135500 | Pole, Steel: 7912000000 | 21741336 | POLE, STEEL | 2004-08-01 | 2005-01-01 | 50507XFER
31 | 2784.6 | 720.2933 | 2064.3067 | 2024-12-01 | BH Colorado Electric Oper Co | Regulated Electric (122) | COE Elec 115kV Transmission Lines | 247 (T) PDA Tap to PDA Sub | 135500 | Pole, Wood: 7911000000 | 21741329 | POLE, WOOD | 2004-08-01 | 2005-01-01 | 50507XFER
34734 | 99.99 | 30.8703 | 69.1197 | 2024-12-01 | BH Colorado Electric Oper Co | Regulated Electric (122) | COE Elec 115kV Transmission Lines | 247 (T) PDA Tap to PDA Sub | 135600 | Conductor, Oh Trans & Dist Bare: 1686000000 | 21741270 | CONDUCTOR, OH TRANS & DIST BARE | 2004-08-01 | 2005-01-01 | 50507XFER
16034 | 400.02 | 123.4998 | 276.5202 | 2024-12-01 | BH Colorado Electric Oper Co | Regulated Electric (122) | COE Elec 115kV Transmission Lines | 247 (T) PDA Tap to PDA Sub | 135600 | Static Wire (Transmission Lines): 1682000000 | 21741343 | STATIC WIRE (TRANSMISSION LINES) | 2004-08-01 | 2005-01-01 | 50507XFER
546 | 250.05 | 77.199 | 172.851 | 2024-12-01 | BH Colorado Electric Oper Co | Regulated Electric (122) | COE Elec 115kV Transmission Lines | 247 (T) PDA Tap to PDA Sub | 135600 | Suspension Insulators: 4273000000 | 21741301 | SUSPENSION INSULATORS | 2004-08-01 | 2005-01-01 | 50507XFER
1 | 75.02 | 23.1612 | 51.8588 | 2024-12-01 | BH Colorado Electric Oper Co | Regulated Electric (122) | COE Elec 115kV Transmission Lines | 247 (T) PDA Tap to PDA Sub | 135600 | Switches - Not Available: 7980000000 | 21741322 | SECO 3 WAY MOTORIZED SWITCH | 2004-08-01 | 2005-01-01 | 50507XFER
0 | 0 | 0 | 0 | 2024-12-01 | BH Colorado Electric Oper Co | Regulated Electric (122) | COE Elec 115kV Transmission Lines | 249 (T) Portland Sub - West Station | 135001 | A dummy retirement unit: | 35341457 | A dummy retirement unit | 2022-04-01 | 2022-04-01 | 10077807
1 | 303.04 | -9.2394 | 312.2794 | 2024-12-01 | BH Colorado Electric Oper Co | Regulated Electric (122) | COE Elec 115kV Transmission Lines | 249 (T) Portland Sub - West Station | 135002 | Land Rights - Non-Depreciable: 4552XXXXXX | 21741637 | T-LIN S24 T17 R68 | 1954-07-01 | 1954-07-01 | 50507XFER
2 | 184.27 | -5.6182 | 189.8882 | 2024-12-01 | BH Colorado Electric Oper Co | Regulated Electric (122) | COE Elec 115kV Transmission Lines | 249 (T) Portland Sub - West Station | 135002 | Land Rights - Non-Depreciable: 4552XXXXXX | 21741644 | T-LIN S25 T19 R68 | 1954-07-01 | 1954-07-01 | 50507XFER
2 | 1126.88 | -34.3575 | 1161.2375 | 2024-12-01 | BH Colorado Electric Oper Co | Regulated Electric (122) | COE Elec 115kV Transmission Lines | 249 (T) Portland Sub - West Station | 135002 | Land Rights - Non-Depreciable: 4552XXXXXX | 21741609 | T-LIN S32 T19 R67 | 1954-07-01 | 1954-07-01 | 50507XFER
1 | 122.85 | -3.7456 | 126.5956 | 2024-12-01 | BH Colorado Electric Oper Co | Regulated Electric (122) | COE Elec 115kV Transmission Lines | 249 (T) Portland Sub - West Station | 135002 | Land Rights - Non-Depreciable: 4552XXXXXX | 21741665 | T-LIN S36 T19 R68 | 1954-07-01 | 1954-07-01 | 50507XFER
1 | 142.51 | -4.345 | 146.855 | 2024-12-01 | BH Colorado Electric Oper Co | Regulated Electric (122) | COE Elec 115kV Transmission Lines | 249 (T) Portland Sub - West Station | 135002 | Land Rights - Non-Depreciable: 4552XXXXXX | 21741602 | T-LIN S29 T19 R69 | 1954-07-01 | 1954-07-01 | 50507XFER
2 | 874.8 | -26.6718 | 901.4718 | 2024-12-01 | BH Colorado Electric Oper Co | Regulated Electric (122) | COE Elec 115kV Transmission Lines | 249 (T) Portland Sub - West Station | 135002 | Land Rights - Non-Depreciable: 4552XXXXXX | 21741623 | T-LIN S27 T19 R68 | 1954-07-01 | 1954-07-01 | 50507XFER
1 | 496.96 | 210.0676 | 286.8924 | 2024-12-01 | BH Colorado Electric Oper Co | Regulated Electric (122) | COE Elec 115kV Transmission Lines | 249 (T) Portland Sub - West Station | 135500 | Crossarm Assemblies, Wood: 7914000000 | 21741691 | CROSSARM ASSEMBLIES, WOOD | 1991-07-01 | 1991-07-01 | 50507XFER
38 | 10497.18 | 3642.4877 | 6854.6923 | 2024-12-01 | BH Colorado Electric Oper Co | Regulated Electric (122) | COE Elec 115kV Transmission Lines | 249 (T) Portland Sub - West Station | 135500 | Crossarm Assemblies, Wood: 7914000000 | 21742021 | CROSSARM ASSEMBLIES, WOOD | 1997-07-01 | 1997-07-01 | 50507XFER
71 | 1810.26 | 1610.3588 | 199.9012 | 2024-12-01 | BH Colorado Electric Oper Co | Regulated Electric (122) | COE Elec 115kV Transmission Lines | 249 (T) Portland Sub - West Station | 135500 | Crossarm Assemblies, Wood: 7914000000 | 21741616 | CROSSARM ASSEMBLIES, WOOD | 1954-07-01 | 1954-07-01 | 50507XFER
2 | 6231.58 | 1533.2947 | 4698.2853 | 2024-12-01 | BH Colorado Electric Oper Co | Regulated Electric (122) | COE Elec 115kV Transmission Lines | 249 (T) Portland Sub - West Station | 135500 | Crossarm Assemblies, Wood: 7914000000 | 21743711 | CROSSARM ASSEMBLIES, WOOD | 2005-12-15 | 2005-01-01 | 50507XFER
5 | 116.87 | 103.9644 | 12.9056 | 2024-12-01 | BH Colorado Electric Oper Co | Regulated Electric (122) | COE Elec 115kV Transmission Lines | 249 (T) Portland Sub - West Station | 135500 | Crossarm Assemblies, Wood: 7914000000 | 21741651 | CROSSARM ASSEMBLIES, WOOD | 1954-07-01 | 1954-07-01 | 50507XFER
1 | 314.27 | 113.0163 | 201.2537 | 2024-12-01 | BH Colorado Electric Oper Co | Regulated Electric (122) | COE Elec 115kV Transmission Lines | 249 (T) Portland Sub - West Station | 135500 | Crossarm Assemblies, Wood: 7914000000 | 21741953 | CROSSARM ASSEMBLIES, WOOD | 1996-07-01 | 1996-07-01 | 50507XFER
2 | 3833.1 | 1088.242 | 2744.858 | 2024-12-01 | BH Colorado Electric Oper Co | Regulated Electric (122) | COE Elec 115kV Transmission Lines | 249 (T) Portland Sub - West Station | 135500 | Crossarm Assemblies, Wood: 7914000000 | 21742063 | CROSSARM ASSEMBLIES, WOOD | 2002-06-01 | 2002-01-01 | 50507XFER
6 | 225.12 | 200.2607 | 24.8593 | 2024-12-01 | BH Colorado Electric Oper Co | Regulated Electric (122) | COE Elec 115kV Transmission Lines | 249 (T) Portland Sub - West Station | 135500 | Crossarm Assemblies, Wood: 7914000000 | 21741658 | CROSSARM ASSEMBLIES, WOOD | 1954-07-01 | 1954-07-01 | 50507XFER
1 | 490.87 | 188.9118 | 301.9582 | 2024-12-01 | BH Colorado Electric Oper Co | Regulated Electric (122) | COE Elec 115kV Transmission Lines | 249 (T) Portland Sub - West Station | 135500 | Crossarm Assemblies, Wood: 7914000000 | 21741922 | CROSSARM ASSEMBLIES, WOOD | 1994-07-01 | 1994-07-01 | 50507XFER
2 | 488.41 | 261.9183 | 226.4917 | 2024-12-01 | BH Colorado Electric Oper Co | Regulated Electric (122) | COE Elec 115kV Transmission Lines | 249 (T) Portland Sub - West Station | 135500 | Crossarm Assemblies, Wood: 7914000000 | 21741684 | CROSSARM ASSEMBLIES, WOOD | 1982-07-01 | 1982-07-01 | 50507XFER
1 | 384.45 | 147.956 | 236.494 | 2024-12-01 | BH Colorado Electric Oper Co | Regulated Electric (122) | COE Elec 115kV Transmission Lines | 249 (T) Portland Sub - West Station | 135500 | Crossarm Assemblies, Wood: 7914000000 | 21741901 | CROSSARM ASSEMBLIES, WOOD | 1994-07-01 | 1994-07-01 | 50507XFER
2 | 4825.9 | 1248.3169 | 3577.5831 | 2024-12-01 | BH Colorado Electric Oper Co | Regulated Electric (122) | COE Elec 115kV Transmission Lines | 249 (T) Portland Sub - West Station | 135500 | Crossarm Assemblies, Wood: 7914000000 | 21742075 | CROSSARM ASSEMBLIES, WOOD | 2004-10-01 | 2004-01-01 | 50507XFER
74 | 15200.38 | 6041.6803 | 9158.6997 | 2024-12-01 | BH Colorado Electric Oper Co | Regulated Electric (122) | COE Elec 115kV Transmission Lines | 249 (T) Portland Sub - West Station | 135500 | Crossarm Assemblies, Wood: 7914000000 | 21741705 | CROSSARM ASSEMBLIES, WOOD | 1993-07-01 | 1993-07-01 | 50507XFER
39 | 289513.05 | 31051.3024 | 258461.7476 | 2024-12-01 | BH Colorado Electric Oper Co | Regulated Electric (122) | COE Elec 115kV Transmission Lines | 249 (T) Portland Sub - West Station | 135500 | Crossarm, Wood: 2451000000 | 21743792 | Crossarm, Wood | 2016-04-24 | 2016-01-01 | 50507XFER
13 | 70039.68 | 9279.5348 | 60760.1452 | 2024-12-01 | BH Colorado Electric Oper Co | Regulated Electric (122) | COE Elec 115kV Transmission Lines | 249 (T) Portland Sub - West Station | 135500 | Crossarm, Wood: 2451000000 | 21743771 | Crossarm, Wood | 2014-07-01 | 2014-01-01 | 50507XFER
0 | 0 | 0 | 0 | 2024-12-01 | BH Colorado Electric Oper Co | Regulated Electric (122) | COE Elec 115kV Transmission Lines | 249 (T) Portland Sub - West Station | 135500 | Estimated Additions: 0010000000 | 35602212 | Install pole reinforcers on poles 36482091 (south pole) and 36482095 (south pole) Replace crossarm on pole 36482067 | 2022-06-20 | 2022-06-01 | 10079246
47 | 90895.58 | 31540.4736 | 59355.1064 | 2024-12-01 | BH Colorado Electric Oper Co | Regulated Electric (122) | COE Elec 115kV Transmission Lines | 249 (T) Portland Sub - West Station | 135500 | Guys: 4060000000 | 21741988 | GUYS | 1997-07-01 | 1997-07-01 | 50507XFER
7 | 415.54 | 81.2713 | 334.2687 | 2024-12-01 | BH Colorado Electric Oper Co | Regulated Electric (122) | COE Elec 115kV Transmission Lines | 249 (T) Portland Sub - West Station | 135500 | Guys: 4060000000 | 21743764 | Guys | 2009-12-01 | 2009-01-01 | 50507XFER
1 | 17676.91 | 1226.7661 | 16450.1439 | 2024-12-01 | BH Colorado Electric Oper Co | Regulated Electric (122) | COE Elec 115kV Transmission Lines | 249 (T) Portland Sub - West Station | 135500 | Pole, Wood, 55': 6161550000 | 29785405 | Pole, Wood, 55' | 2019-05-23 | 2019-01-01 | 10057765
3 | 112478.32 | 7805.9223 | 104672.3977 | 2024-12-01 | BH Colorado Electric Oper Co | Regulated Electric (122) | COE Elec 115kV Transmission Lines | 249 (T) Portland Sub - West Station | 135500 | Pole, Wood, 65' Or Greater: 6161650000 | 29785424 | Pole, Wood, 65' | 2019-05-23 | 2019-01-01 | 10057765
82 | 510196.78 | 54720.4159 | 455476.3641 | 2024-12-01 | BH Colorado Electric Oper Co | Regulated Electric (122) | COE Elec 115kV Transmission Lines | 249 (T) Portland Sub - West Station | 135500 | Pole, Wood: 6161000000 | 21743785 | Pole, Wood | 2016-04-24 | 2016-01-01 | 50507XFER
1 | 4452.37 | 1713.499 | 2738.871 | 2024-12-01 | BH Colorado Electric Oper Co | Regulated Electric (122) | COE Elec 115kV Transmission Lines | 249 (T) Portland Sub - West Station | 135500 | Pole, Wood: 7911000000 | 21741908 | POLE, WOOD | 1994-07-01 | 1994-07-01 | 50507XFER
1 | 8196.9 | 2844.2979 | 5352.6021 | 2024-12-01 | BH Colorado Electric Oper Co | Regulated Electric (122) | COE Elec 115kV Transmission Lines | 249 (T) Portland Sub - West Station | 135500 | Pole, Wood: 7911000000 | 21742002 | POLE, WOOD | 1997-07-01 | 1997-07-01 | 50507XFER
5 | 1060.08 | 943.0188 | 117.0612 | 2024-12-01 | BH Colorado Electric Oper Co | Regulated Electric (122) | COE Elec 115kV Transmission Lines | 249 (T) Portland Sub - West Station | 135500 | Pole, Wood: 7911000000 | 21741670 | POLE, WOOD | 1954-07-01 | 1954-07-01 | 50507XFER
1 | 3487.09 | 1342.01 | 2145.08 | 2024-12-01 | BH Colorado Electric Oper Co | Regulated Electric (122) | COE Elec 115kV Transmission Lines | 249 (T) Portland Sub - West Station | 135500 | Pole, Wood: 7911000000 | 21741894 | POLE, WOOD | 1994-07-01 | 1994-07-01 | 50507XFER
6 | 14462.23 | 3558.4652 | 10903.7648 | 2024-12-01 | BH Colorado Electric Oper Co | Regulated Electric (122) | COE Elec 115kV Transmission Lines | 249 (T) Portland Sub - West Station | 135500 | Pole, Wood: 7911000000 | 21743738 | POLE, WOOD | 2005-12-15 | 2005-01-01 | 50507XFER
6 | 1836.4 | 1633.6122 | 202.7878 | 2024-12-01 | BH Colorado Electric Oper Co | Regulated Electric (122) | COE Elec 115kV Transmission Lines | 249 (T) Portland Sub - West Station | 135500 | Pole, Wood: 7911000000 | 21741595 | POLE, WOOD | 1954-07-01 | 1954-07-01 | 50507XFER
1 | 12658.09 | 4392.3165 | 8265.7735 | 2024-12-01 | BH Colorado Electric Oper Co | Regulated Electric (122) | COE Elec 115kV Transmission Lines | 249 (T) Portland Sub - West Station | 135500 | Pole, Wood: 7911000000 | 21742014 | POLE, WOOD | 1997-07-01 | 1997-07-01 | 50507XFER
10 | 25056.37 | 8694.4797 | 16361.8903 | 2024-12-01 | BH Colorado Electric Oper Co | Regulated Electric (122) | COE Elec 115kV Transmission Lines | 249 (T) Portland Sub - West Station | 135500 | Pole, Wood: 7911000000 | 21742028 | POLE, WOOD | 1997-07-01 | 1997-07-01 | 50507XFER
1 | 2295.14 | 651.6052 | 1643.5348 | 2024-12-01 | BH Colorado Electric Oper Co | Regulated Electric (122) | COE Elec 115kV Transmission Lines | 249 (T) Portland Sub - West Station | 135500 | Pole, Wood: 7911000000 | 21742056 | POLE, WOOD | 2002-06-01 | 2002-01-01 | 50507XFER
2 | 4430.15 | 2375.7449 | 2054.4051 | 2024-12-01 | BH Colorado Electric Oper Co | Regulated Electric (122) | COE Elec 115kV Transmission Lines | 249 (T) Portland Sub - West Station | 135500 | Pole, Wood: 7911000000 | 21741677 | POLE, WOOD | 1982-07-01 | 1982-07-01 | 50507XFER
1 | 2850.61 | 1025.1225 | 1825.4875 | 2024-12-01 | BH Colorado Electric Oper Co | Regulated Electric (122) | COE Elec 115kV Transmission Lines | 249 (T) Portland Sub - West Station | 135500 | Pole, Wood: 7911000000 | 21741967 | POLE, WOOD | 1996-07-01 | 1996-07-01 | 50507XFER
30 | 87906.13 | 30503.1441 | 57402.9859 | 2024-12-01 | BH Colorado Electric Oper Co | Regulated Electric (122) | COE Elec 115kV Transmission Lines | 249 (T) Portland Sub - West Station | 135500 | Pole, Wood: 7911000000 | 21741981 | POLE, WOOD | 1997-07-01 | 1997-07-01 | 50507XFER
74 | 137874.45 | 54800.8239 | 83073.6261 | 2024-12-01 | BH Colorado Electric Oper Co | Regulated Electric (122) | COE Elec 115kV Transmission Lines | 249 (T) Portland Sub - West Station | 135500 | Pole, Wood: 7911000000 | 21741887 | POLE, WOOD | 1993-07-01 | 1993-07-01 | 50507XFER
71 | 16419.88 | 14606.6852 | 1813.1948 | 2024-12-01 | BH Colorado Electric Oper Co | Regulated Electric (122) | COE Elec 115kV Transmission Lines | 249 (T) Portland Sub - West Station | 135500 | Pole, Wood: 7911000000 | 21741630 | POLE, WOOD | 1954-07-01 | 1954-07-01 | 50507XFER
2 | 6018.71 | 1556.8614 | 4461.8486 | 2024-12-01 | BH Colorado Electric Oper Co | Regulated Electric (122) | COE Elec 115kV Transmission Lines | 249 (T) Portland Sub - West Station | 135500 | Pole, Wood: 7911000000 | 21743704 | POLE, WOOD | 2004-10-01 | 2004-01-01 | 50507XFER
1 | 4507.63 | 1905.399 | 2602.231 | 2024-12-01 | BH Colorado Electric Oper Co | Regulated Electric (122) | COE Elec 115kV Transmission Lines | 249 (T) Portland Sub - West Station | 135500 | Pole, Wood: 7911000000 | 21741698 | POLE, WOOD | 1991-07-01 | 1991-07-01 | 50507XFER
3 | 179.71 | 41.9503 | 137.7597 | 2024-12-01 | BH Colorado Electric Oper Co | Regulated Electric (122) | COE Elec 115kV Transmission Lines | 249 (T) Portland Sub - West Station | 135600 | Arrester - 0-10,000 Volts: 0210100000 | 21743757 | Arrester - 0-10,000 Volts | 2009-12-01 | 2009-01-01 | 50507XFER
9000 | 14082.86 | 1802.7717 | 12280.0883 | 2024-12-01 | BH Colorado Electric Oper Co | Regulated Electric (122) | COE Elec 115kV Transmission Lines | 249 (T) Portland Sub - West Station | 135600 | Conductor, Oh Acsr Bare 4: 1681030000 | 21743778 | Conductor, Oh Acsr Bare 4 | 2016-04-24 | 2016-01-01 | 50507XFER
2178 | 89601.03 | 7421.7555 | 82179.2745 | 2024-12-01 | BH Colorado Electric Oper Co | Regulated Electric (122) | COE Elec 115kV Transmission Lines | 249 (T) Portland Sub - West Station | 135600 | Conductor, Oh Acsr Bare 795 Mcm: 1681097950 | 29785457 | Conductor, Oh Acsr Bare 795 Mcm | 2019-05-23 | 2019-01-01 | 10057765
990 | 6842.22 | 3142.8765 | 3699.3435 | 2024-12-01 | BH Colorado Electric Oper Co | Regulated Electric (122) | COE Elec 115kV Transmission Lines | 249 (T) Portland Sub - West Station | 135600 | Conductor, Oh: 1681000000 | 21741915 | CONDUCTOR, OVERHEAD | 1994-07-01 | 1994-07-01 | 50507XFER
241 | 8460.46 | 700.7895 | 7759.6705 | 2024-12-01 | BH Colorado Electric Oper Co | Regulated Electric (122) | COE Elec 115kV Transmission Lines | 249 (T) Portland Sub - West Station | 135600 | FIBER OPTIC GROUND WIRE: 1683000000 | 29785376 | FIBER OPTIC GROUND WIRE | 2019-05-23 | 2019-01-01 | 10057765
572 | 2438.42 | 1120.0536 | 1318.3664 | 2024-12-01 | BH Colorado Electric Oper Co | Regulated Electric (122) | COE Elec 115kV Transmission Lines | 249 (T) Portland Sub - West Station | 135600 | Static Wire (Transmission Lines): 1682000000 | 21741929 | STATIC WIRE (TRANSMISSION LINES) | 1994-07-01 | 1994-07-01 | 50507XFER
248 | 1927.11 | 159.6247 | 1767.4853 | 2024-12-01 | BH Colorado Electric Oper Co | Regulated Electric (122) | COE Elec 115kV Transmission Lines | 249 (T) Portland Sub - West Station | 135600 | Static Wire (Transmission Lines): 1682000000 | 29785339 | Static Wire (Transmission Lines) | 2019-05-23 | 2019-01-01 | 10057765
35 | 1239.66 | 382.7253 | 856.9347 | 2024-12-01 | BH Colorado Electric Oper Co | Regulated Electric (122) | COE Elec 115kV Transmission Lines | 249 (T) Portland Sub - West Station | 135600 | Suspension Insulators: 4273000000 | 21743697 | SUSPENSION INSULATORS | 2004-10-01 | 2004-01-01 | 50507XFER
6 | 1147.92 | 302.5345 | 845.3855 | 2024-12-01 | BH Colorado Electric Oper Co | Regulated Electric (122) | COE Elec 115kV Transmission Lines | 249 (T) Portland Sub - West Station | 135600 | Suspension Insulators: 4273000000 | 21743750 | SUSPENSION INSULATORS | 2007-10-01 | 2007-01-01 | 50507XFER
9 | 509.71 | 226.4525 | 283.2575 | 2024-12-01 | BH Colorado Electric Oper Co | Regulated Electric (122) | COE Elec 115kV Transmission Lines | 249 (T) Portland Sub - West Station | 135600 | Suspension Insulators: 4273000000 | 21741941 | SUSPENSION INSULATORS | 1995-07-01 | 1995-07-01 | 50507XFER
79 | 3162.15 | 928.64 | 2233.51 | 2024-12-01 | BH Colorado Electric Oper Co | Regulated Electric (122) | COE Elec 115kV Transmission Lines | 249 (T) Portland Sub - West Station | 135600 | Suspension Insulators: 4273000000 | 21743730 | SUSPENSION INSULATORS | 2005-12-15 | 2005-01-01 | 50507XFER
64 | 9326.9 | 3862.79 | 5464.11 | 2024-12-01 | BH Colorado Electric Oper Co | Regulated Electric (122) | COE Elec 115kV Transmission Lines | 249 (T) Portland Sub - West Station | 135600 | Suspension Insulators: 4273000000 | 21741995 | SUSPENSION INSULATORS | 1997-07-01 | 1997-07-01 | 50507XFER
299 | 28823.46 | 12371.4801 | 16451.9799 | 2024-12-01 | BH Colorado Electric Oper Co | Regulated Electric (122) | COE Elec 115kV Transmission Lines | 249 (T) Portland Sub - West Station | 135600 | Suspension Insulators: 4273000000 | 21741974 | SUSPENSION INSULATORS | 1996-07-01 | 1996-07-01 | 50507XFER
84 | 3324.42 | 1126.4954 | 2197.9246 | 2024-12-01 | BH Colorado Electric Oper Co | Regulated Electric (122) | COE Elec 115kV Transmission Lines | 249 (T) Portland Sub - West Station | 135600 | Suspension Insulators: 4273000000 | 21742049 | SUSPENSION INSULATORS | 2002-06-01 | 2002-01-01 | 50507XFER
0 | 0 | 0 | 0 | 2024-12-01 | BH Colorado Electric Oper Co | Regulated Electric (122) | COE Elec 115kV Transmission Lines | 250 (T) West Station - North Penrose | 135001 | Estimated Additions: 0010000000 | 34060304 | This work order is for the portion of the southern colorado reliability project from west station to north penrose | 2021-05-11 | 2021-11-01 | 10076411
0 | 0 | 0 | 0 | 2024-12-01 | BH Colorado Electric Oper Co | Regulated Electric (122) | COE Elec 115kV Transmission Lines | 250 (T) West Station - North Penrose | 135001 | Estimated Additions: 0010000000 | 33202085 | This work order is for the portion of the southern colorado reliability project from west station to north penrose | 2021-05-11 | 2021-05-01 | 10076411
0 | 0 | 0 | 0 | 2024-12-01 | BH Colorado Electric Oper Co | Regulated Electric (122) | COE Elec 115kV Transmission Lines | 250 (T) West Station - North Penrose | 135001 | Land: 4481XXXXXX | 38897935 | 77.9 Acres Desc: M&B or Unknown N2SW4 SEC 27-18-68 less .88 AC Ditch ROW Penrose CO 81240 Undeveloped vacant lot | 2021-05-01 | 2021-05-01 | 10076411
0 | 0 | 0 | 0 | 2024-12-01 | BH Colorado Electric Oper Co | Regulated Electric (122) | COE Elec 115kV Transmission Lines | 250 (T) West Station - North Penrose | 135001 | Land: 4481XXXXXX | 34163574 | 77.9 Acres Desc: M&B or Unknown N2SW4 SEC 27-18-68 less .88 AC Ditch ROW Penrose CO 81240 Undeveloped vacant lot | 2021-05-11 | 2021-05-01 | 10076411
0 | 612513.64 | -927.1435 | 613440.7835 | 2024-12-01 | BH Colorado Electric Oper Co | Regulated Electric (122) | COE Elec 115kV Transmission Lines | 250 (T) West Station - North Penrose | 135002 | Right-Of-Ways - Non-Depreciable: 4554XXXXXX | 38898491 | Right-Of-Ways - Non-Depreciable | 2021-05-11 | 2021-05-01 | 10076411
0 | 2367890.04 | -3584.2041 | 2371474.2441 | 2024-12-01 | BH Colorado Electric Oper Co | Regulated Electric (122) | COE Elec 115kV Transmission Lines | 250 (T) West Station - North Penrose | 135002 | Right-Of-Ways - Non-Depreciable: 4554XXXXXX | 34163582 | Right-Of-Ways - Non-Depreciable | 2021-05-11 | 2021-05-01 | 10076411
0 | 98392.07 | -63.8289 | 98455.8989 | 2024-12-01 | BH Colorado Electric Oper Co | Regulated Electric (122) | COE Elec 115kV Transmission Lines | 250 (T) West Station - North Penrose | 135002 | Right-Of-Ways - Non-Depreciable: 4554XXXXXX | 37457500 | Right-Of-Ways - Non-Depreciable | 2023-02-21 | 2023-02-01 | 10076411
0 | 0 | 0 | 0 | 2024-12-01 | BH Colorado Electric Oper Co | Regulated Electric (122) | COE Elec 115kV Transmission Lines | 250 (T) West Station - North Penrose | 135500 | Estimated Additions: 0010000000 | 36933405 | This work order is for the portion of the southern colorado reliability project from west station to north penrose | 2023-02-21 | 2023-03-01 | 10076411
0 | 0 | 0 | 0 | 2024-12-01 | BH Colorado Electric Oper Co | Regulated Electric (122) | COE Elec 115kV Transmission Lines | 250 (T) West Station - North Penrose | 135500 | Estimated Additions: 0010000000 | 36755336 | This work order is for the portion of the southern colorado reliability project from west station to north penrose | 2023-02-21 | 2023-02-01 | 10076411
231 | 16460164.27 | 311543.1752 | 16148621.0948 | 2024-12-01 | BH Colorado Electric Oper Co | Regulated Electric (122) | COE Elec 115kV Transmission Lines | 250 (T) West Station - North Penrose | 135500 | Pole, Steel: 6165000000 | 37457485 | Pole, Steel | 2023-02-21 | 2023-01-01 | 10076411
124279 | 553848.98 | 12511.6202 | 541337.3598 | 2024-12-01 | BH Colorado Electric Oper Co | Regulated Electric (122) | COE Elec 115kV Transmission Lines | 250 (T) West Station - North Penrose | 135600 | Conductor, Fiber Optic : 1680150000 | 37457497 | Conductor, Fiber Optic | 2023-02-21 | 2023-01-01 | 10076411
344000 | 3270851.56 | 73889.5507 | 3196962.0093 | 2024-12-01 | BH Colorado Electric Oper Co | Regulated Electric (122) | COE Elec 115kV Transmission Lines | 250 (T) West Station - North Penrose | 135600 | Conductor, Oh Acsr Bare 795 Mcm: 1681097950 | 37457494 | Conductor, Oh Acsr Bare 795 Mcm | 2023-02-21 | 2023-01-01 | 10076411
0 | 0 | 0 | 0 | 2024-12-01 | BH Colorado Electric Oper Co | Regulated Electric (122) | COE Elec 115kV Transmission Lines | 250 (T) West Station - North Penrose | 135600 | Estimated Additions: 0010000000 | 36933402 | This work order is for the portion of the southern colorado reliability project from west station to north penrose | 2023-02-21 | 2023-03-01 | 10076411
0 | 0 | 0 | 0 | 2024-12-01 | BH Colorado Electric Oper Co | Regulated Electric (122) | COE Elec 115kV Transmission Lines | 250 (T) West Station - North Penrose | 135600 | Estimated Additions: 0010000000 | 36755333 | This work order is for the portion of the southern colorado reliability project from west station to north penrose | 2023-02-21 | 2023-02-01 | 10076411
666 | 481689.9 | 10881.5242 | 470808.3758 | 2024-12-01 | BH Colorado Electric Oper Co | Regulated Electric (122) | COE Elec 115kV Transmission Lines | 250 (T) West Station - North Penrose | 135600 | Post Insulators: 4272000000 | 37457488 | Post Insulators | 2023-02-21 | 2023-01-01 | 10076411
32000 | 67606.33 | 1527.248 | 66079.082 | 2024-12-01 | BH Colorado Electric Oper Co | Regulated Electric (122) | COE Elec 115kV Transmission Lines | 250 (T) West Station - North Penrose | 135600 | Static Wire (Transmission Lines): 1682000000 | 37457467 | Static Wire (Transmission Lines) | 2023-02-21 | 2023-01-01 | 10076411
192 | 18496.29 | 417.8369 | 18078.4531 | 2024-12-01 | BH Colorado Electric Oper Co | Regulated Electric (122) | COE Elec 115kV Transmission Lines | 250 (T) West Station - North Penrose | 135600 | Suspension Insulators: 4273000000 | 37457473 | Suspension Insulators | 2023-02-21 | 2023-01-01 | 10076411
3 | 809.43 | 15.3202 | 794.1098 | 2024-12-01 | BH Colorado Electric Oper Co | Regulated Electric (122) | COE Elec 115kV Transmission Lines | 251 (T) Tie Line Pueblo West Ind Park to Line # 250 N Penrose to W Station | 135500 | Anchors: 0140000000 | 38230062 | Anchors | 2023-08-22 | 2023-01-01 | 10081985
0 | 0 | 0 | 0 | 2024-12-01 | BH Colorado Electric Oper Co | Regulated Electric (122) | COE Elec 115kV Transmission Lines | 251 (T) Tie Line Pueblo West Ind Park to Line # 250 N Penrose to W Station | 135500 | Estimated Additions: 0010000000 | 38071703 | This work order is for the 115 kV tie into the new Pueblo West Industrial substation | 2023-08-22 | 2023-10-01 | 10081985
0 | 0 | 0 | 0 | 2024-12-01 | BH Colorado Electric Oper Co | Regulated Electric (122) | COE Elec 115kV Transmission Lines | 251 (T) Tie Line Pueblo West Ind Park to Line # 250 N Penrose to W Station | 135500 | Estimated Additions: 0010000000 | 38204604 | This work order is for the 115 kV tie into the new Pueblo West Industrial substation | 2023-08-22 | 2023-11-01 | 10081985
0 | 0 | 0 | 0 | 2024-12-01 | BH Colorado Electric Oper Co | Regulated Electric (122) | COE Elec 115kV Transmission Lines | 251 (T) Tie Line Pueblo West Ind Park to Line # 250 N Penrose to W Station | 135500 | Estimated Additions: 0010000000 | 37723772 | This work order is for the 115 kV tie into the new Pueblo West Industrial substation | 2023-08-22 | 2023-08-01 | 10081985
3 | 268.33 | 5.0787 | 263.2513 | 2024-12-01 | BH Colorado Electric Oper Co | Regulated Electric (122) | COE Elec 115kV Transmission Lines | 251 (T) Tie Line Pueblo West Ind Park to Line # 250 N Penrose to W Station | 135500 | Guys: 4060000000 | 38230086 | Guys | 2023-08-22 | 2023-01-01 | 10081985
46 | 4021087.24 | 76107.5203 | 3944979.7197 | 2024-12-01 | BH Colorado Electric Oper Co | Regulated Electric (122) | COE Elec 115kV Transmission Lines | 251 (T) Tie Line Pueblo West Ind Park to Line # 250 N Penrose to W Station | 135500 | Pole, Steel: 6165000000 | 38230101 | Pole, Steel | 2023-08-22 | 2023-01-01 | 10081985
1 | 820.5 | 15.5297 | 804.9703 | 2024-12-01 | BH Colorado Electric Oper Co | Regulated Electric (122) | COE Elec 115kV Transmission Lines | 251 (T) Tie Line Pueblo West Ind Park to Line # 250 N Penrose to W Station | 135500 | Pole, Wood, 30' - 40': 6161400000 | 38230092 | Pole, Wood, 30' - 40' | 2023-08-22 | 2023-01-01 | 10081985
2 | 3410.02 | 64.5418 | 3345.4782 | 2024-12-01 | BH Colorado Electric Oper Co | Regulated Electric (122) | COE Elec 115kV Transmission Lines | 251 (T) Tie Line Pueblo West Ind Park to Line # 250 N Penrose to W Station | 135500 | Pole, Wood, 45': 6161450000 | 38230095 | Pole, Wood, 45' | 2023-08-22 | 2023-01-01 | 10081985
67100 | 226847.91 | 5124.5646 | 221723.3454 | 2024-12-01 | BH Colorado Electric Oper Co | Regulated Electric (122) | COE Elec 115kV Transmission Lines | 251 (T) Tie Line Pueblo West Ind Park to Line # 250 N Penrose to W Station | 135600 | Conductor, Oh Acsr Bare 477 Mcm: 1681090000 | 38230077 | Conductor, Oh Acsr Bare 477 Mcm | 2023-08-22 | 2023-01-01 | 10081985
58100 | 345928.41 | 7814.63 | 338113.78 | 2024-12-01 | BH Colorado Electric Oper Co | Regulated Electric (122) | COE Elec 115kV Transmission Lines | 251 (T) Tie Line Pueblo West Ind Park to Line # 250 N Penrose to W Station | 135600 | Conductor, Oh Acsr Bare 795 Mcm: 1681097950 | 38230107 | Conductor, Oh Acsr Bare 795 Mcm | 2023-08-22 | 2023-01-01 | 10081985
0 | 0 | 0 | 0 | 2024-12-01 | BH Colorado Electric Oper Co | Regulated Electric (122) | COE Elec 115kV Transmission Lines | 251 (T) Tie Line Pueblo West Ind Park to Line # 250 N Penrose to W Station | 135600 | Estimated Additions: 0010000000 | 38204607 | This work order is for the 115 kV tie into the new Pueblo West Industrial substation | 2023-08-22 | 2023-11-01 | 10081985
0 | 0 | 0 | 0 | 2024-12-01 | BH Colorado Electric Oper Co | Regulated Electric (122) | COE Elec 115kV Transmission Lines | 251 (T) Tie Line Pueblo West Ind Park to Line # 250 N Penrose to W Station | 135600 | Estimated Additions: 0010000000 | 38071706 | This work order is for the 115 kV tie into the new Pueblo West Industrial substation | 2023-08-22 | 2023-10-01 | 10081985
0 | 0 | 0 | 0 | 2024-12-01 | BH Colorado Electric Oper Co | Regulated Electric (122) | COE Elec 115kV Transmission Lines | 251 (T) Tie Line Pueblo West Ind Park to Line # 250 N Penrose to W Station | 135600 | Estimated Additions: 0010000000 | 37723775 | This work order is for the 115 kV tie into the new Pueblo West Industrial substation | 2023-08-22 | 2023-08-01 | 10081985
10600 | 32791.5 | 740.7702 | 32050.7298 | 2024-12-01 | BH Colorado Electric Oper Co | Regulated Electric (122) | COE Elec 115kV Transmission Lines | 251 (T) Tie Line Pueblo West Ind Park to Line # 250 N Penrose to W Station | 135600 | FIBER OPTIC GROUND WIRE: 1683000000 | 38230083 | FIBER OPTIC GROUND WIRE | 2023-08-22 | 2023-01-01 | 10081985
249 | 215455.36 | 4867.2034 | 210588.1566 | 2024-12-01 | BH Colorado Electric Oper Co | Regulated Electric (122) | COE Elec 115kV Transmission Lines | 251 (T) Tie Line Pueblo West Ind Park to Line # 250 N Penrose to W Station | 135600 | Post Insulators: 4272000000 | 38230104 | Post Insulators | 2023-08-22 | 2023-01-01 | 10081985
2500 | 3319.96 | 74.9989 | 3244.9611 | 2024-12-01 | BH Colorado Electric Oper Co | Regulated Electric (122) | COE Elec 115kV Transmission Lines | 251 (T) Tie Line Pueblo West Ind Park to Line # 250 N Penrose to W Station | 135600 | Static Wire (Transmission Lines): 1682000000 | 38230080 | Static Wire (Transmission Lines) | 2023-08-22 | 2023-01-01 | 10081985
606 | 28703.18 | 648.4137 | 28054.7663 | 2024-12-01 | BH Colorado Electric Oper Co | Regulated Electric (122) | COE Elec 115kV Transmission Lines | 251 (T) Tie Line Pueblo West Ind Park to Line # 250 N Penrose to W Station | 135600 | Suspension Insulators: 4273000000 | 38230089 | Suspension Insulators | 2023-08-22 | 2023-01-01 | 10081985
3 | 880.18 | 19.8835 | 860.2965 | 2024-12-01 | BH Colorado Electric Oper Co | Regulated Electric (122) | COE Elec 115kV Transmission Lines | 251 (T) Tie Line Pueblo West Ind Park to Line # 250 N Penrose to W Station | 135600 | Switches - 25001-34500v: 7983450000 | 38230098 | Switches - 25001-34500v | 2023-08-22 | 2023-01-01 | 10081985
0 | 0 | 0 | 0 | 2024-12-01 | BH Colorado Electric Oper Co | Regulated Electric (122) | COE Elec 115kV Transmission Lines | 252 (T) Burnt Mill #75 -Structure # 100 A | 135001 | Estimated Additions: 0010000000 | 32328201 | This work order is to rebuild the 115 kV line between Burnt Mill and Green Horn Sub stations | 2021-01-15 | 2021-01-01 | 10069789
0 | 10000 | -15.1367 | 10015.1367 | 2024-12-01 | BH Colorado Electric Oper Co | Regulated Electric (122) | COE Elec 115kV Transmission Lines | 252 (T) Burnt Mill #75 -Structure # 100 A | 135002 | Right-Of-Ways - Non-Depreciable: 4554XXXXXX | 33535114 | Right-Of-Ways - Non-Depreciable | 2021-01-15 | 2021-01-01 | 10069789
1 | 4057.59 | -27.1995 | 4084.7895 | 2024-12-01 | BH Colorado Electric Oper Co | Regulated Electric (122) | COE Elec 115kV Transmission Lines | 252 (T) Burnt Mill #75 -Structure # 100 A | 135002 | Right-Of-Ways - Non-Depreciable: 4554XXXXXX | 21749081 | RIGHT OF WAY-DIAZ | 2009-07-16 | 2009-07-01 | 50507XFER
1 | 5969.67 | -40.0168 | 6009.6868 | 2024-12-01 | BH Colorado Electric Oper Co | Regulated Electric (122) | COE Elec 115kV Transmission Lines | 252 (T) Burnt Mill #75 -Structure # 100 A | 135002 | Right-Of-Ways - Non-Depreciable: 4554XXXXXX | 21749088 | RIGHT OF WAY -351 PARTNERSHIP | 2009-07-16 | 2009-07-01 | 50507XFER
1 | 3800 | -25.4728 | 3825.4728 | 2024-12-01 | BH Colorado Electric Oper Co | Regulated Electric (122) | COE Elec 115kV Transmission Lines | 252 (T) Burnt Mill #75 -Structure # 100 A | 135002 | Right-Of-Ways - Non-Depreciable: 4554XXXXXX | 21749067 | RIGHT OF WAY-CCS DEVELOPMENT | 2009-07-16 | 2009-07-01 | 50507XFER
1 | 8983.38 | -60.2188 | 9043.5988 | 2024-12-01 | BH Colorado Electric Oper Co | Regulated Electric (122) | COE Elec 115kV Transmission Lines | 252 (T) Burnt Mill #75 -Structure # 100 A | 135002 | Right-Of-Ways - Non-Depreciable: 4554XXXXXX | 21749074 | RIGHT OF WAYS-PRUTCH | 2009-07-16 | 2009-07-01 | 50507XFER
1 | 12875 | -86.3058 | 12961.3058 | 2024-12-01 | BH Colorado Electric Oper Co | Regulated Electric (122) | COE Elec 115kV Transmission Lines | 252 (T) Burnt Mill #75 -Structure # 100 A | 135002 | Right-Of-Ways - Non-Depreciable: 4554XXXXXX | 21749046 | RIGHT OF WAYS - EDEN | 2009-07-16 | 2009-07-01 | 50507XFER
1 | 7358.4 | -49.326 | 7407.726 | 2024-12-01 | BH Colorado Electric Oper Co | Regulated Electric (122) | COE Elec 115kV Transmission Lines | 252 (T) Burnt Mill #75 -Structure # 100 A | 135002 | Right-Of-Ways - Non-Depreciable: 4554XXXXXX | 21749095 | RIGHT OF WAY - PRUTCH | 2009-07-16 | 2009-07-01 | 50507XFER
0 | 0 | 0 | 0 | 2024-12-01 | BH Colorado Electric Oper Co | Regulated Electric (122) | COE Elec 115kV Transmission Lines | 252 (T) Burnt Mill #75 -Structure # 100 A | 135500 | Crossarm Assemblies, Wood: 7914000000 | 21749006 | CROSSARM ASSEMBLIES, WOOD | 2005-05-01 | 2005-01-01 | 50507XFER
0 | 0 | 0 | 0 | 2024-12-01 | BH Colorado Electric Oper Co | Regulated Electric (122) | COE Elec 115kV Transmission Lines | 252 (T) Burnt Mill #75 -Structure # 100 A | 135500 | Crossarm Assemblies, Wood: 7914000000 | 21748968 | CROSSARM ASSEMBLIES, WOOD | 2004-10-01 | 2004-01-01 | 50507XFER
0 | 0 | 0 | 0 | 2024-12-01 | BH Colorado Electric Oper Co | Regulated Electric (122) | COE Elec 115kV Transmission Lines | 252 (T) Burnt Mill #75 -Structure # 100 A | 135500 | Crossarm Assemblies, Wood: 7914000000 | 21746985 | CROSSARM ASSEMBLIES, WOOD | 1964-07-01 | 1964-07-01 | 50507XFER
0 | 0 | 0 | 0 | 2024-12-01 | BH Colorado Electric Oper Co | Regulated Electric (122) | COE Elec 115kV Transmission Lines | 252 (T) Burnt Mill #75 -Structure # 100 A | 135500 | Crossarm Assemblies, Wood: 7914000000 | 21746992 | CROSSARM ASSEMBLIES, WOOD | 1964-07-01 | 1964-07-01 | 50507XFER
0 | 0 | 0 | 0 | 2024-12-01 | BH Colorado Electric Oper Co | Regulated Electric (122) | COE Elec 115kV Transmission Lines | 252 (T) Burnt Mill #75 -Structure # 100 A | 135500 | Crossarm Assemblies, Wood: 7914000000 | 21747020 | CROSSARM ASSEMBLIES, WOOD | 1972-07-01 | 1972-07-01 | 50507XFER
0 | 0 | 0 | 0 | 2024-12-01 | BH Colorado Electric Oper Co | Regulated Electric (122) | COE Elec 115kV Transmission Lines | 252 (T) Burnt Mill #75 -Structure # 100 A | 135500 | Crossarm Assemblies, Wood: 7914000000 | 21748952 | CROSSARM ASSEMBLIES, WOOD | 1977-07-01 | 1977-07-01 | 50507XFER
0 | 0 | 0 | 0 | 2024-12-01 | BH Colorado Electric Oper Co | Regulated Electric (122) | COE Elec 115kV Transmission Lines | 252 (T) Burnt Mill #75 -Structure # 100 A | 135500 | Crossarm Assemblies, Wood: 7914000000 | 21749032 | CROSSARM ASSEMBLIES, WOOD | 2006-06-19 | 2006-01-01 | 50507XFER
0 | 0 | 0 | 0 | 2024-12-01 | BH Colorado Electric Oper Co | Regulated Electric (122) | COE Elec 115kV Transmission Lines | 252 (T) Burnt Mill #75 -Structure # 100 A | 135500 | Crossarm, Steel: 2452000000 | 21749109 | ARM: DAVIT STEEL 4 FT LENGTH | 2011-06-14 | 2011-01-01 | 50507XFER
30 | 84952.74 | 3751.7874 | 81200.9526 | 2024-12-01 | BH Colorado Electric Oper Co | Regulated Electric (122) | COE Elec 115kV Transmission Lines | 252 (T) Burnt Mill #75 -Structure # 100 A | 135500 | Crossarm, Wood: 2451000000 | 33535085 | Crossarm, Wood | 2021-01-15 | 2021-01-01 | 10069789
0 | 0 | 0 | 0 | 2024-12-01 | BH Colorado Electric Oper Co | Regulated Electric (122) | COE Elec 115kV Transmission Lines | 252 (T) Burnt Mill #75 -Structure # 100 A | 135500 | Estimated Additions: 0010000000 | 32328205 | This work order is to rebuild the 115 kV line between Burnt Mill and Green Horn Sub stations | 2021-01-15 | 2021-01-01 | 10069789
0 | 0 | 0 | 0 | 2024-12-01 | BH Colorado Electric Oper Co | Regulated Electric (122) | COE Elec 115kV Transmission Lines | 252 (T) Burnt Mill #75 -Structure # 100 A | 135500 | Estimated Additions: 0010000000 | 32855197 | This work order is to rebuild the 115 kV line between Burnt Mill and Green Horn Sub stations | 2021-01-15 | 2021-03-01 | 10069789
0 | 0 | 0 | 0 | 2024-12-01 | BH Colorado Electric Oper Co | Regulated Electric (122) | COE Elec 115kV Transmission Lines | 252 (T) Burnt Mill #75 -Structure # 100 A | 135500 | Estimated Additions: 0010000000 | 33035660 | This work order is to rebuild the 115 kV line between Burnt Mill and Green Horn Sub stations | 2021-01-15 | 2021-04-01 | 10069789
3 | 436296.56 | 19268.2653 | 417028.2947 | 2024-12-01 | BH Colorado Electric Oper Co | Regulated Electric (122) | COE Elec 115kV Transmission Lines | 252 (T) Burnt Mill #75 -Structure # 100 A | 135500 | Pole, Steel: 6165000000 | 33535102 | Pole, Steel | 2021-01-15 | 2021-01-01 | 10069789
0 | 0 | 0 | 0 | 2024-12-01 | BH Colorado Electric Oper Co | Regulated Electric (122) | COE Elec 115kV Transmission Lines | 252 (T) Burnt Mill #75 -Structure # 100 A | 135500 | Pole, Steel: 7912000000 | 21749060 | POLE STRUCTURES-TRANSMISSION LINES | 2009-07-16 | 2009-01-01 | 50507XFER
52 | 311587.58 | 13760.714 | 297826.866 | 2024-12-01 | BH Colorado Electric Oper Co | Regulated Electric (122) | COE Elec 115kV Transmission Lines | 252 (T) Burnt Mill #75 -Structure # 100 A | 135500 | Pole, Wood, 65' Or Greater: 6161650000 | 33535091 | Pole, Wood, 80' | 2021-01-15 | 2021-01-01 | 10069789
0 | 0 | 0 | 0 | 2024-12-01 | BH Colorado Electric Oper Co | Regulated Electric (122) | COE Elec 115kV Transmission Lines | 252 (T) Burnt Mill #75 -Structure # 100 A | 135500 | Pole, Wood, 65' Or Greater: 6161650000 | 21749053 | Pole, Wood, 65' Or Greater | 2012-04-09 | 2012-01-01 | 50507XFER
0 | 0 | 0 | 0 | 2024-12-01 | BH Colorado Electric Oper Co | Regulated Electric (122) | COE Elec 115kV Transmission Lines | 252 (T) Burnt Mill #75 -Structure # 100 A | 135500 | Pole, Wood: 7911000000 | 21748980 | POLE, WOOD | 2005-05-01 | 2005-01-01 | 50507XFER
0 | 0 | 0 | 0 | 2024-12-01 | BH Colorado Electric Oper Co | Regulated Electric (122) | COE Elec 115kV Transmission Lines | 252 (T) Burnt Mill #75 -Structure # 100 A | 135500 | Pole, Wood: 7911000000 | 21749039 | POLE, WOOD | 2006-06-19 | 2006-01-01 | 50507XFER
0 | 0 | 0 | 0 | 2024-12-01 | BH Colorado Electric Oper Co | Regulated Electric (122) | COE Elec 115kV Transmission Lines | 252 (T) Burnt Mill #75 -Structure # 100 A | 135500 | Pole, Wood: 7911000000 | 21746999 | POLE, WOOD | 1964-07-01 | 1964-07-01 | 50507XFER
0 | 0 | 0 | 0 | 2024-12-01 | BH Colorado Electric Oper Co | Regulated Electric (122) | COE Elec 115kV Transmission Lines | 252 (T) Burnt Mill #75 -Structure # 100 A | 135500 | Pole, Wood: 7911000000 | 21748945 | POLE, WOOD | 1977-07-01 | 1977-07-01 | 50507XFER
0 | 0 | 0 | 0 | 2024-12-01 | BH Colorado Electric Oper Co | Regulated Electric (122) | COE Elec 115kV Transmission Lines | 252 (T) Burnt Mill #75 -Structure # 100 A | 135500 | Pole, Wood: 7911000000 | 21747006 | POLE, WOOD | 1964-07-01 | 1964-07-01 | 50507XFER
0 | 0 | 0 | 0 | 2024-12-01 | BH Colorado Electric Oper Co | Regulated Electric (122) | COE Elec 115kV Transmission Lines | 252 (T) Burnt Mill #75 -Structure # 100 A | 135500 | Pole, Wood: 7911000000 | 21747013 | POLE, WOOD | 1964-07-01 | 1964-07-01 | 50507XFER
0 | 0 | 0 | 0 | 2024-12-01 | BH Colorado Electric Oper Co | Regulated Electric (122) | COE Elec 115kV Transmission Lines | 252 (T) Burnt Mill #75 -Structure # 100 A | 135500 | Pole, Wood: 7911000000 | 21748960 | POLE, WOOD | 1986-07-01 | 1986-07-01 | 50507XFER
0 | 0 | 0 | 0 | 2024-12-01 | BH Colorado Electric Oper Co | Regulated Electric (122) | COE Elec 115kV Transmission Lines | 252 (T) Burnt Mill #75 -Structure # 100 A | 135500 | Pole, Wood: 7911000000 | 21747027 | POLE, WOOD | 1972-07-01 | 1972-07-01 | 50507XFER
0 | 0 | 0 | 0 | 2024-12-01 | BH Colorado Electric Oper Co | Regulated Electric (122) | COE Elec 115kV Transmission Lines | 252 (T) Burnt Mill #75 -Structure # 100 A | 135500 | Pole, Wood: 7911000000 | 21746978 | POLE, WOOD | 1964-07-01 | 1964-07-01 | 50507XFER
0 | 0 | 0 | 0 | 2024-12-01 | BH Colorado Electric Oper Co | Regulated Electric (122) | COE Elec 115kV Transmission Lines | 252 (T) Burnt Mill #75 -Structure # 100 A | 135600 | Conducto,Oh Acsr Bare 266.8 Mcm: 1681080000 | 21749137 | Conductor, Oh Acsr Bare 266.8 Mcm | 2011-06-14 | 2011-01-01 | 50507XFER
18918 | 91831.73 | 4840.5166 | 86991.2134 | 2024-12-01 | BH Colorado Electric Oper Co | Regulated Electric (122) | COE Elec 115kV Transmission Lines | 252 (T) Burnt Mill #75 -Structure # 100 A | 135600 | Conductor, Fiber Optic : 1680150000 | 33535111 | OPGW | 2021-01-15 | 2021-01-01 | 10069789
54250 | 244363.41 | 12880.5713 | 231482.8387 | 2024-12-01 | BH Colorado Electric Oper Co | Regulated Electric (122) | COE Elec 115kV Transmission Lines | 252 (T) Burnt Mill #75 -Structure # 100 A | 135600 | Conductor, Oh Acsr Bare 795 Mcm: 1681097950 | 33535108 | Conductor, Oh Acsr Bare 795 Mcm | 2021-01-15 | 2021-01-01 | 10069789
0 | 0 | 0 | 0 | 2024-12-01 | BH Colorado Electric Oper Co | Regulated Electric (122) | COE Elec 115kV Transmission Lines | 252 (T) Burnt Mill #75 -Structure # 100 A | 135600 | Conductor, Oh Copper Bare 4: 1683030000 | 21749123 | CONDUCTOR, OH COPPER BARE 4 | 2011-06-14 | 2011-01-01 | 50507XFER
0 | 0 | 0 | 0 | 2024-12-01 | BH Colorado Electric Oper Co | Regulated Electric (122) | COE Elec 115kV Transmission Lines | 252 (T) Burnt Mill #75 -Structure # 100 A | 135600 | Conductor, Oh Copper Bare 4: 1683030000 | 21749144 | Conductor, Oh Copper Bare 4 | 2012-04-09 | 2012-01-01 | 50507XFER
0 | 0 | 0 | 0 | 2024-12-01 | BH Colorado Electric Oper Co | Regulated Electric (122) | COE Elec 115kV Transmission Lines | 252 (T) Burnt Mill #75 -Structure # 100 A | 135600 | Conductor, Oh Trans & Dist Bare: 1686000000 | 21749102 | CONDUCTORS-TRANSMISSION LINES | 2009-07-16 | 2009-01-01 | 50507XFER
0 | 0 | 0 | 0 | 2024-12-01 | BH Colorado Electric Oper Co | Regulated Electric (122) | COE Elec 115kV Transmission Lines | 252 (T) Burnt Mill #75 -Structure # 100 A | 135600 | Estimated Additions: 0010000000 | 32855193 | This work order is to rebuild the 115 kV line between Burnt Mill and Green Horn Sub stations | 2021-01-15 | 2021-03-01 | 10069789
0 | 0 | 0 | 0 | 2024-12-01 | BH Colorado Electric Oper Co | Regulated Electric (122) | COE Elec 115kV Transmission Lines | 252 (T) Burnt Mill #75 -Structure # 100 A | 135600 | Estimated Additions: 0010000000 | 33035656 | This work order is to rebuild the 115 kV line between Burnt Mill and Green Horn Sub stations | 2021-01-15 | 2021-04-01 | 10069789
0 | 0 | 0 | 0 | 2024-12-01 | BH Colorado Electric Oper Co | Regulated Electric (122) | COE Elec 115kV Transmission Lines | 252 (T) Burnt Mill #75 -Structure # 100 A | 135600 | Insulator, 115KV: | 21749130 | INSULATOR, HORIZONTAL 115 KV | 2011-06-14 | 2011-01-01 | 50507XFER
10 | 9872.01 | 520.3608 | 9351.6492 | 2024-12-01 | BH Colorado Electric Oper Co | Regulated Electric (122) | COE Elec 115kV Transmission Lines | 252 (T) Burnt Mill #75 -Structure # 100 A | 135600 | Post Insulators: 4272000000 | 33535105 | Post Insulators | 2021-01-15 | 2021-01-01 | 10069789
18600 | 22582.76 | 1190.3535 | 21392.4065 | 2024-12-01 | BH Colorado Electric Oper Co | Regulated Electric (122) | COE Elec 115kV Transmission Lines | 252 (T) Burnt Mill #75 -Structure # 100 A | 135600 | Static Wire (Transmission Lines): 1682000000 | 33535070 | Static Wire (Transmission Lines) | 2021-01-15 | 2021-01-01 | 10069789
0 | 0 | 0 | 0 | 2024-12-01 | BH Colorado Electric Oper Co | Regulated Electric (122) | COE Elec 115kV Transmission Lines | 252 (T) Burnt Mill #75 -Structure # 100 A | 135600 | Static Wire (Transmission Lines): 1682000000 | 21749116 | WIRE: GUY STRAND 7 STRENGTH | 2011-06-14 | 2011-01-01 | 50507XFER
0 | 0 | 0 | 0 | 2024-12-01 | BH Colorado Electric Oper Co | Regulated Electric (122) | COE Elec 115kV Transmission Lines | 252 (T) Burnt Mill #75 -Structure # 100 A | 135600 | Suspension Insulators: 4273000000 | 21749013 | SUSPENSION INSULATORS | 2006-06-19 | 2006-01-01 | 50507XFER
0 | 0 | 0 | 0 | 2024-12-01 | BH Colorado Electric Oper Co | Regulated Electric (122) | COE Elec 115kV Transmission Lines | 252 (T) Burnt Mill #75 -Structure # 100 A | 135600 | Suspension Insulators: 4273000000 | 21748987 | SUSPENSION INSULATORS | 2005-05-01 | 2005-01-01 | 50507XFER
70 | 21395.56 | 1127.7754 | 20267.7846 | 2024-12-01 | BH Colorado Electric Oper Co | Regulated Electric (122) | COE Elec 115kV Transmission Lines | 252 (T) Burnt Mill #75 -Structure # 100 A | 135600 | Suspension Insulators: 4273000000 | 33535088 | Suspension Insulators | 2021-01-15 | 2021-01-01 | 10069789
1 | 7465.84 | -167.662 | 7633.502 | 2024-12-01 | BH Colorado Electric Oper Co | Regulated Electric (122) | COE Elec 115kV Transmission Lines | 256 (T) Burnt Mill # 74 - Red Creek Rd # 35 | 135001 | Land: 4481XXXXXX | 21749236 | LAND - TRACT 33 | 1977-07-01 | 1977-07-01 | 50507XFER
1 | 708.6 | -20.2672 | 728.8672 | 2024-12-01 | BH Colorado Electric Oper Co | Regulated Electric (122) | COE Elec 115kV Transmission Lines | 256 (T) Burnt Mill # 74 - Red Creek Rd # 35 | 135001 | Land: 4481XXXXXX | 21749172 | LAND - TRACT 31 | 1964-07-01 | 1964-07-01 | 50507XFER
1 | 14370.27 | -322.7163 | 14692.9863 | 2024-12-01 | BH Colorado Electric Oper Co | Regulated Electric (122) | COE Elec 115kV Transmission Lines | 256 (T) Burnt Mill # 74 - Red Creek Rd # 35 | 135001 | Land: 4481XXXXXX | 21749241 | LAND - TRACT 32 | 1977-07-01 | 1977-07-01 | 50507XFER
1 | 7465.84 | -167.662 | 7633.502 | 2024-12-01 | BH Colorado Electric Oper Co | Regulated Electric (122) | COE Elec 115kV Transmission Lines | 256 (T) Burnt Mill # 74 - Red Creek Rd # 35 | 135001 | Land: 4481XXXXXX | 21749231 | LAND - TRACT 34 | 1977-07-01 | 1977-07-01 | 50507XFER
2 | 1708.57 | -44.705 | 1753.275 | 2024-12-01 | BH Colorado Electric Oper Co | Regulated Electric (122) | COE Elec 115kV Transmission Lines | 256 (T) Burnt Mill # 74 - Red Creek Rd # 35 | 135002 | Land Rights - Non-Depreciable: 4552XXXXXX | 21749177 | T-LIN S28 T21 R65 | 1964-07-01 | 1964-07-01 | 50507XFER
1 | 742.85 | -19.4368 | 762.2868 | 2024-12-01 | BH Colorado Electric Oper Co | Regulated Electric (122) | COE Elec 115kV Transmission Lines | 256 (T) Burnt Mill # 74 - Red Creek Rd # 35 | 135002 | Land Rights - Non-Depreciable: 4552XXXXXX | 21749165 | T-LIN S20 T21 R65 | 1964-07-01 | 1964-07-01 | 50507XFER
3 | 1328.25 | -34.7538 | 1363.0038 | 2024-12-01 | BH Colorado Electric Oper Co | Regulated Electric (122) | COE Elec 115kV Transmission Lines | 256 (T) Burnt Mill # 74 - Red Creek Rd # 35 | 135002 | Land Rights - Non-Depreciable: 4552XXXXXX | 21749210 | T-LIN S06 T21 R65 | 1964-07-01 | 1964-07-01 | 50507XFER
2 | 2079.99 | -54.4232 | 2134.4132 | 2024-12-01 | BH Colorado Electric Oper Co | Regulated Electric (122) | COE Elec 115kV Transmission Lines | 256 (T) Burnt Mill # 74 - Red Creek Rd # 35 | 135002 | Land Rights - Non-Depreciable: 4552XXXXXX | 21749196 | T-LIN S07 T21 R65 | 1964-07-01 | 1964-07-01 | 50507XFER
1 | 37.15 | -0.97203 | 38.122 | 2024-12-01 | BH Colorado Electric Oper Co | Regulated Electric (122) | COE Elec 115kV Transmission Lines | 256 (T) Burnt Mill # 74 - Red Creek Rd # 35 | 135002 | Land Rights - Non-Depreciable: 4552XXXXXX | 21749184 | T-LIN S25 T21 R65 | 1964-07-01 | 1964-07-01 | 50507XFER
6 | 3694.2 | -96.6593 | 3790.8593 | 2024-12-01 | BH Colorado Electric Oper Co | Regulated Electric (122) | COE Elec 115kV Transmission Lines | 256 (T) Burnt Mill # 74 - Red Creek Rd # 35 | 135002 | Land Rights - Non-Depreciable: 4552XXXXXX | 21749224 | T-LIN S18 T21 R65 | 1964-07-01 | 1964-07-01 | 50507XFER
1 | 3417.28 | -89.4136 | 3506.6936 | 2024-12-01 | BH Colorado Electric Oper Co | Regulated Electric (122) | COE Elec 115kV Transmission Lines | 256 (T) Burnt Mill # 74 - Red Creek Rd # 35 | 135002 | Land Rights - Non-Depreciable: 4552XXXXXX | 21749158 | T-LIN S31 T20 R65 | 1964-07-01 | 1964-07-01 | 50507XFER
0 | 0 | 0 | 0 | 2024-12-01 | BH Colorado Electric Oper Co | Regulated Electric (122) | COE Elec 115kV Transmission Lines | 256 (T) Burnt Mill # 74 - Red Creek Rd # 35 | 135500 | Crossarm Assemblies, Wood: 7914000000 | 21749265 | CROSSARM ASSEMBLIES, WOOD | 2003-04-01 | 2003-01-01 | 50507XFER
0 | 0 | 0 | 0 | 2024-12-01 | BH Colorado Electric Oper Co | Regulated Electric (122) | COE Elec 115kV Transmission Lines | 256 (T) Burnt Mill # 74 - Red Creek Rd # 35 | 135500 | Crossarm Assemblies, Wood: 7914000000 | 21749310 | CROSSARM ASSEMBLIES, WOOD | 2009-02-01 | 2009-01-01 | 50507XFER
0 | 0 | 0 | 0 | 2024-12-01 | BH Colorado Electric Oper Co | Regulated Electric (122) | COE Elec 115kV Transmission Lines | 256 (T) Burnt Mill # 74 - Red Creek Rd # 35 | 135500 | Crossarm Assemblies, Wood: 7914000000 | 21749286 | CROSSARM ASSEMBLIES, WOOD | 2007-12-01 | 2007-01-01 | 50507XFER
0 | 0 | 0 | 0 | 2024-12-01 | BH Colorado Electric Oper Co | Regulated Electric (122) | COE Elec 115kV Transmission Lines | 256 (T) Burnt Mill # 74 - Red Creek Rd # 35 | 135500 | Crossarm Assemblies, Wood: 7914000000 | 21749203 | CROSSARM ASSEMBLIES, WOOD | 1964-07-01 | 1964-07-01 | 50507XFER
41 | 175235.1 | 7738.948 | 167496.152 | 2024-12-01 | BH Colorado Electric Oper Co | Regulated Electric (122) | COE Elec 115kV Transmission Lines | 256 (T) Burnt Mill # 74 - Red Creek Rd # 35 | 135500 | Crossarm, Wood: 2451000000 | 34837174 | Crossarm, Wood | 2021-06-30 | 2021-01-01 | 10069790
0 | 0 | 0 | 0 | 2024-12-01 | BH Colorado Electric Oper Co | Regulated Electric (122) | COE Elec 115kV Transmission Lines | 256 (T) Burnt Mill # 74 - Red Creek Rd # 35 | 135500 | Estimated Additions: 0010000000 | 33819021 | This project is to replace the 115 kV line between Burnt Mill Sub. and Pueblo Reservoir Sub. | 2021-06-30 | 2021-09-01 | 10069790
7 | 856444.29 | 37823.3462 | 818620.9438 | 2024-12-01 | BH Colorado Electric Oper Co | Regulated Electric (122) | COE Elec 115kV Transmission Lines | 256 (T) Burnt Mill # 74 - Red Creek Rd # 35 | 135500 | Pole, Steel: 6165000000 | 34837191 | Pole, Steel Self Supporting DE | 2021-06-30 | 2021-01-01 | 10069790
71 | 369676.25 | 16326.0973 | 353350.1527 | 2024-12-01 | BH Colorado Electric Oper Co | Regulated Electric (122) | COE Elec 115kV Transmission Lines | 256 (T) Burnt Mill # 74 - Red Creek Rd # 35 | 135500 | Pole, Wood, 65' Or Greater: 6161650000 | 34837180 | Pole, Wood, 85' | 2021-06-30 | 2021-01-01 | 10069790
0 | 0 | 0 | 0 | 2024-12-01 | BH Colorado Electric Oper Co | Regulated Electric (122) | COE Elec 115kV Transmission Lines | 256 (T) Burnt Mill # 74 - Red Creek Rd # 35 | 135500 | Pole, Wood: 7911000000 | 21749189 | POLE, WOOD | 1964-07-01 | 1964-07-01 | 50507XFER
0 | 0 | 0 | 0 | 2024-12-01 | BH Colorado Electric Oper Co | Regulated Electric (122) | COE Elec 115kV Transmission Lines | 256 (T) Burnt Mill # 74 - Red Creek Rd # 35 | 135500 | Pole, Wood: 7911000000 | 21749303 | POLE, WOOD | 2007-12-01 | 2007-01-01 | 50507XFER
0 | 0 | 0 | 0 | 2024-12-01 | BH Colorado Electric Oper Co | Regulated Electric (122) | COE Elec 115kV Transmission Lines | 256 (T) Burnt Mill # 74 - Red Creek Rd # 35 | 135500 | Pole, Wood: 7911000000 | 21749258 | POLE, WOOD | 2003-04-01 | 2003-01-01 | 50507XFER
99000 | 467971.5 | 24667.1147 | 443304.3853 | 2024-12-01 | BH Colorado Electric Oper Co | Regulated Electric (122) | COE Elec 115kV Transmission Lines | 256 (T) Burnt Mill # 74 - Red Creek Rd # 35 | 135600 | Conductor, Oh Acsr Bare 795 Mcm: 1681097950 | 34837194 | Conductor, Oh Acsr Bare 795 Mcm | 2021-06-30 | 2021-01-01 | 10069790
0 | 0 | 0 | 0 | 2024-12-01 | BH Colorado Electric Oper Co | Regulated Electric (122) | COE Elec 115kV Transmission Lines | 256 (T) Burnt Mill # 74 - Red Creek Rd # 35 | 135600 | Conductor, Oh: 1681000000 | 21749151 | CONDUCTOR, OVERHEAD | 1964-07-01 | 1964-07-01 | 50507XFER
0 | 0 | 0 | 0 | 2024-12-01 | BH Colorado Electric Oper Co | Regulated Electric (122) | COE Elec 115kV Transmission Lines | 256 (T) Burnt Mill # 74 - Red Creek Rd # 35 | 135600 | Estimated Additions: 0010000000 | 33819024 | This project is to replace the 115 kV line between Burnt Mill Sub. and Pueblo Reservoir Sub. | 2021-06-30 | 2021-09-01 | 10069790
35200 | 181242.75 | 9553.4358 | 171689.3142 | 2024-12-01 | BH Colorado Electric Oper Co | Regulated Electric (122) | COE Elec 115kV Transmission Lines | 256 (T) Burnt Mill # 74 - Red Creek Rd # 35 | 135600 | FIBER OPTIC GROUND WIRE: 1683000000 | 34837171 | FIBER OPTIC GROUND WIRE | 2021-06-30 | 2021-01-01 | 10069790
0 | 0 | 0 | 0 | 2024-12-01 | BH Colorado Electric Oper Co | Regulated Electric (122) | COE Elec 115kV Transmission Lines | 256 (T) Burnt Mill # 74 - Red Creek Rd # 35 | 135600 | Static Wire (Transmission Lines): 1682000000 | 21749217 | STATIC WIRE (TRANSMISSION LINES) | 1964-07-01 | 1964-07-01 | 50507XFER
33700 | 35961.12 | 1895.5365 | 34065.5835 | 2024-12-01 | BH Colorado Electric Oper Co | Regulated Electric (122) | COE Elec 115kV Transmission Lines | 256 (T) Burnt Mill # 74 - Red Creek Rd # 35 | 135600 | Static Wire (Transmission Lines): 1682000000 | 34837164 | Static Wire (Transmission Lines) | 2021-06-30 | 2021-01-01 | 10069790
0 | 0 | 0 | 0 | 2024-12-01 | BH Colorado Electric Oper Co | Regulated Electric (122) | COE Elec 115kV Transmission Lines | 256 (T) Burnt Mill # 74 - Red Creek Rd # 35 | 135600 | Suspension Insulators: 4273000000 | 21749246 | SUSPENSION INSULATORS | 2003-04-01 | 2003-01-01 | 50507XFER
591 | 93740.85 | 4941.1477 | 88799.7023 | 2024-12-01 | BH Colorado Electric Oper Co | Regulated Electric (122) | COE Elec 115kV Transmission Lines | 256 (T) Burnt Mill # 74 - Red Creek Rd # 35 | 135600 | Suspension Insulators: 4273000000 | 34837177 | Suspension Insulators | 2021-06-30 | 2021-01-01 | 10069790
0 | 0 | 0 | 0 | 2024-12-01 | BH Colorado Electric Oper Co | Regulated Electric (122) | COE Elec 115kV Transmission Lines | 256 (T) Burnt Mill # 74 - Red Creek Rd # 35 | 135600 | Suspension Insulators: 4273000000 | 21749279 | SUSPENSION INSULATORS | 2007-12-01 | 2007-01-01 | 50507XFER
0 | 1100 | -0.23104 | 1100.231 | 2024-12-01 | BH Colorado Electric Oper Co | Regulated Electric (122) | COE Elec 115kV Transmission Lines | 259 (T) West Station #1 - Pueblo Resevoir | 135003 | Land Rts - Depreciable: 4562XXXXXX | 36375067 | Depreciable Land Rights | 2022-06-21 | 2022-06-01 | 10069791
0 | 0 | 0 | 0 | 2024-12-01 | BH Colorado Electric Oper Co | Regulated Electric (122) | COE Elec 115kV Transmission Lines | 259 (T) West Station #1 - Pueblo Resevoir | 135500 | Crossarm Assemblies, Wood: 7914000000 | 21749388 | CROSSARM ASSEMBLIES, WOOD | 2004-06-02 | 2004-01-01 | 50507XFER
0 | 0 | 0 | 0 | 2024-12-01 | BH Colorado Electric Oper Co | Regulated Electric (122) | COE Elec 115kV Transmission Lines | 259 (T) West Station #1 - Pueblo Resevoir | 135500 | Crossarm Assemblies, Wood: 7914000000 | 21749331 | CROSSARM ASSEMBLIES, WOOD | 1964-07-01 | 1964-07-01 | 50507XFER
0 | 0 | 0 | 0 | 2024-12-01 | BH Colorado Electric Oper Co | Regulated Electric (122) | COE Elec 115kV Transmission Lines | 259 (T) West Station #1 - Pueblo Resevoir | 135500 | Crossarm Assemblies, Wood: 7914000000 | 21749409 | CROSSARM ASSEMBLIES, WOOD | 2009-07-01 | 2009-01-01 | 50507XFER
2 | 42743.99 | 5663.1376 | 37080.8524 | 2024-12-01 | BH Colorado Electric Oper Co | Regulated Electric (122) | COE Elec 115kV Transmission Lines | 259 (T) West Station #1 - Pueblo Resevoir | 135500 | Crossarm, Assy: 2453000000 | 36866263 | CROSSARM ASSEMBLY-STRUCTURE 22 | 2014-12-01 | 2014-01-01 | 10050676
0 | 0 | 0 | 0 | 2024-12-01 | BH Colorado Electric Oper Co | Regulated Electric (122) | COE Elec 115kV Transmission Lines | 259 (T) West Station #1 - Pueblo Resevoir | 135500 | Crossarm, Wood: 2451000000 | 29785382 | Crossarm, Wood | 2019-05-23 | 2019-01-01 | 10057765
16 | 123386.14 | 3892.2355 | 119493.9045 | 2024-12-01 | BH Colorado Electric Oper Co | Regulated Electric (122) | COE Elec 115kV Transmission Lines | 259 (T) West Station #1 - Pueblo Resevoir | 135500 | Crossarm, Wood: 2451000000 | 36375041 | Crossarm, Wood | 2022-06-21 | 2022-01-01 | 10069791
0 | 0 | 0 | 0 | 2024-12-01 | BH Colorado Electric Oper Co | Regulated Electric (122) | COE Elec 115kV Transmission Lines | 259 (T) West Station #1 - Pueblo Resevoir | 135500 | Estimated Additions: 0010000000 | 35562773 | This project is to rebuild the 115 kV line from Burnt Mill to West Station substations | 2022-06-21 | 2022-06-01 | 10069791
0 | 0 | 0 | 0 | 2024-12-01 | BH Colorado Electric Oper Co | Regulated Electric (122) | COE Elec 115kV Transmission Lines | 259 (T) West Station #1 - Pueblo Resevoir | 135500 | Guys: 4060000000 | 21749402 | GUYS | 2004-06-02 | 2004-01-01 | 50507XFER
6 | 1071449.42 | 33799.0434 | 1037650.3766 | 2024-12-01 | BH Colorado Electric Oper Co | Regulated Electric (122) | COE Elec 115kV Transmission Lines | 259 (T) West Station #1 - Pueblo Resevoir | 135500 | Pole, Steel: 6165000000 | 36375058 | Pole, Steel 60' | 2022-06-21 | 2022-01-01 | 10069791
0 | 0 | 0 | 0 | 2024-12-01 | BH Colorado Electric Oper Co | Regulated Electric (122) | COE Elec 115kV Transmission Lines | 259 (T) West Station #1 - Pueblo Resevoir | 135500 | Pole, Wood, 50': 6161500000 | 29785396 | Pole, Wood, 50' | 2019-05-23 | 2019-01-01 | 10057765
2 | 8762.43 | 276.4123 | 8486.0177 | 2024-12-01 | BH Colorado Electric Oper Co | Regulated Electric (122) | COE Elec 115kV Transmission Lines | 259 (T) West Station #1 - Pueblo Resevoir | 135500 | Pole, Wood, 55': 6161550000 | 36375049 | Pole, Wood, 55' | 2022-06-21 | 2022-01-01 | 10069791
0 | 0 | 0 | 0 | 2024-12-01 | BH Colorado Electric Oper Co | Regulated Electric (122) | COE Elec 115kV Transmission Lines | 259 (T) West Station #1 - Pueblo Resevoir | 135500 | Pole, Wood, 60': 6161600000 | 29785414 | Pole, Wood, 60' | 2019-05-23 | 2019-01-01 | 10057765
2 | 13371.65 | 421.8108 | 12949.8392 | 2024-12-01 | BH Colorado Electric Oper Co | Regulated Electric (122) | COE Elec 115kV Transmission Lines | 259 (T) West Station #1 - Pueblo Resevoir | 135500 | Pole, Wood, 60': 6161600000 | 36375052 | Pole, Wood, 60' | 2022-06-21 | 2022-01-01 | 10069791
28 | 284163.72 | 8963.99 | 275199.73 | 2024-12-01 | BH Colorado Electric Oper Co | Regulated Electric (122) | COE Elec 115kV Transmission Lines | 259 (T) West Station #1 - Pueblo Resevoir | 135500 | Pole, Wood, 65' Or Greater: 6161650000 | 36375055 | Pole, Wood, 65' Or Greater | 2022-06-21 | 2022-01-01 | 10069791
0 | 0 | 0 | 0 | 2024-12-01 | BH Colorado Electric Oper Co | Regulated Electric (122) | COE Elec 115kV Transmission Lines | 259 (T) West Station #1 - Pueblo Resevoir | 135500 | Pole, Wood, 65' Or Greater: 6161650000 | 29785432 | Pole, Wood, 70' | 2019-05-23 | 2019-01-01 | 10057765
0 | 0 | 0 | 0 | 2024-12-01 | BH Colorado Electric Oper Co | Regulated Electric (122) | COE Elec 115kV Transmission Lines | 259 (T) West Station #1 - Pueblo Resevoir | 135500 | Pole, Wood: 7911000000 | 21749324 | POLE, WOOD | 1964-07-01 | 1964-07-01 | 50507XFER
0 | 0 | 0 | 0 | 2024-12-01 | BH Colorado Electric Oper Co | Regulated Electric (122) | COE Elec 115kV Transmission Lines | 259 (T) West Station #1 - Pueblo Resevoir | 135500 | Pole, Wood: 7911000000 | 21749423 | POLE, WOOD | 2009-07-01 | 2009-01-01 | 50507XFER
0 | 0 | 0 | 0 | 2024-12-01 | BH Colorado Electric Oper Co | Regulated Electric (122) | COE Elec 115kV Transmission Lines | 259 (T) West Station #1 - Pueblo Resevoir | 135500 | Pole, Wood: 7911000000 | 21749395 | POLE, WOOD | 2004-06-02 | 2004-01-01 | 50507XFER
0 | 0 | 0 | 0 | 2024-12-01 | BH Colorado Electric Oper Co | Regulated Electric (122) | COE Elec 115kV Transmission Lines | 259 (T) West Station #1 - Pueblo Resevoir | 135500 | Pole, Wood: 7911000000 | 21749350 | POLE, WOOD | 2001-11-01 | 2001-01-01 | 50507XFER
0 | 0 | 0 | 0 | 2024-12-01 | BH Colorado Electric Oper Co | Regulated Electric (122) | COE Elec 115kV Transmission Lines | 259 (T) West Station #1 - Pueblo Resevoir | 135600 | Conductor, Oh Acsr Bare 336.4 Mcm: 1681083360 | 29785438 | Conductor, Oh Acsr Bare 336.4 Mcm | 2019-05-23 | 2019-01-01 | 10057765
55000 | 464398.6 | 17484.8488 | 446913.7512 | 2024-12-01 | BH Colorado Electric Oper Co | Regulated Electric (122) | COE Elec 115kV Transmission Lines | 259 (T) West Station #1 - Pueblo Resevoir | 135600 | Conductor, Oh Acsr Bare 795 Mcm: 1681097950 | 36375063 | Conductor, Oh Acsr Bare 795 Mcm | 2022-06-21 | 2022-01-01 | 10069791
0 | 0 | 0 | 0 | 2024-12-01 | BH Colorado Electric Oper Co | Regulated Electric (122) | COE Elec 115kV Transmission Lines | 259 (T) West Station #1 - Pueblo Resevoir | 135600 | Conductor, Oh: 1681000000 | 21749317 | CONDUCTOR, OVERHEAD | 1964-07-01 | 1964-07-01 | 50507XFER
0 | 0 | 0 | 0 | 2024-12-01 | BH Colorado Electric Oper Co | Regulated Electric (122) | COE Elec 115kV Transmission Lines | 259 (T) West Station #1 - Pueblo Resevoir | 135600 | Estimated Additions: 0010000000 | 35562780 | This project is to rebuild the 115 kV line from Burnt Mill to West Station substations | 2022-06-21 | 2022-06-01 | 10069791
83200 | 77114.7 | 14517.042 | 62597.658 | 2024-12-01 | BH Colorado Electric Oper Co | Regulated Electric (122) | COE Elec 115kV Transmission Lines | 259 (T) West Station #1 - Pueblo Resevoir | 135600 | FIBER OPTIC GROUND WIRE: 1683000000 | 36866294 | FIBER OPTIC STATIC WIRE | 2012-11-01 | 2012-01-01 | 10042608
18152 | 148238.83 | 5581.269 | 142657.561 | 2024-12-01 | BH Colorado Electric Oper Co | Regulated Electric (122) | COE Elec 115kV Transmission Lines | 259 (T) West Station #1 - Pueblo Resevoir | 135600 | FIBER OPTIC GROUND WIRE: 1683000000 | 36375038 | FIBER OPTIC GROUND WIRE | 2022-06-21 | 2022-01-01 | 10069791
0 | 0 | 0 | 0 | 2024-12-01 | BH Colorado Electric Oper Co | Regulated Electric (122) | COE Elec 115kV Transmission Lines | 259 (T) West Station #1 - Pueblo Resevoir | 135600 | FIBER OPTIC GROUND WIRE: 1683000000 | 29785370 | FIBER OPTIC GROUND WIRE | 2019-05-23 | 2019-01-01 | 10057765
0 | -190215.13 | -41537.8505 | -148677.2795 | 2024-12-01 | BH Colorado Electric Oper Co | Regulated Electric (122) | COE Elec 115kV Transmission Lines | 259 (T) West Station #1 - Pueblo Resevoir | 135600 | FIBER OPTIC GROUND WIRE: 1683000000 | 36866286 | FIBER OPTIC STATIC WIRE | 2010-12-31 | 2011-01-01 | 10040226
17600 | 33886.38 | 1275.8398 | 32610.5402 | 2024-12-01 | BH Colorado Electric Oper Co | Regulated Electric (122) | COE Elec 115kV Transmission Lines | 259 (T) West Station #1 - Pueblo Resevoir | 135600 | Static Wire (Transmission Lines): 1682000000 | 36375030 | Static Wire (Transmission Lines) | 2022-06-21 | 2022-01-01 | 10069791
0 | 0 | 0 | 0 | 2024-12-01 | BH Colorado Electric Oper Co | Regulated Electric (122) | COE Elec 115kV Transmission Lines | 259 (T) West Station #1 - Pueblo Resevoir | 135600 | Static Wire (Transmission Lines): 1682000000 | 29785349 | Static Wire (Transmission Lines) | 2019-05-23 | 2019-01-01 | 10057765
0 | 0 | 0 | 0 | 2024-12-01 | BH Colorado Electric Oper Co | Regulated Electric (122) | COE Elec 115kV Transmission Lines | 259 (T) West Station #1 - Pueblo Resevoir | 135600 | Static Wire (Transmission Lines): 1682000000 | 21749338 | STATIC WIRE (TRANSMISSION LINES) | 1964-07-01 | 1964-07-01 | 50507XFER
0 | 0 | 0 | 0 | 2024-12-01 | BH Colorado Electric Oper Co | Regulated Electric (122) | COE Elec 115kV Transmission Lines | 259 (T) West Station #1 - Pueblo Resevoir | 135600 | Suspension Insulators: 4273000000 | 21749357 | SUSPENSION INSULATORS | 2003-12-01 | 2003-01-01 | 50507XFER
0 | 0 | 0 | 0 | 2024-12-01 | BH Colorado Electric Oper Co | Regulated Electric (122) | COE Elec 115kV Transmission Lines | 259 (T) West Station #1 - Pueblo Resevoir | 135600 | Suspension Insulators: 4273000000 | 21749416 | SUSPENSION INSULATORS | 2009-07-01 | 2009-01-01 | 50507XFER
0 | 0 | 0 | 0 | 2024-12-01 | BH Colorado Electric Oper Co | Regulated Electric (122) | COE Elec 115kV Transmission Lines | 259 (T) West Station #1 - Pueblo Resevoir | 135600 | Suspension Insulators: 4273000000 | 21749437 | Suspension Insulators | 2017-05-02 | 2018-01-01 | 50507XFER
70 | 45300.14 | 1705.5738 | 43594.5662 | 2024-12-01 | BH Colorado Electric Oper Co | Regulated Electric (122) | COE Elec 115kV Transmission Lines | 259 (T) West Station #1 - Pueblo Resevoir | 135600 | Suspension Insulators: 4273000000 | 36375046 | Suspension Insulators | 2022-06-21 | 2022-01-01 | 10069791
0 | 0 | 0 | 0 | 2024-12-01 | BH Colorado Electric Oper Co | Regulated Electric (122) | COE Elec 115kV Transmission Lines | 259 (T) West Station #1 - Pueblo Resevoir | 135600 | Suspension Insulators: 4273000000 | 21749430 | Suspension Insulators | 2014-11-01 | 2014-01-01 | 50507XFER
0 | 0 | 0 | 0 | 2024-12-01 | BH Colorado Electric Oper Co | Regulated Electric (122) | COE Elec 115kV Transmission Lines | 259 (T) West Station #1 - Pueblo Resevoir | 135600 | Suspension Insulators: 4273000000 | 21749376 | SUSPENSION INSULATORS | 2004-02-01 | 2004-01-01 | 50507XFER
1 | 1684.89 | -34.65 | 1719.54 | 2024-12-01 | BH Colorado Electric Oper Co | Regulated Electric (122) | COE Elec 115kV Transmission Lines | 262 (T) Pueblo Plant #88 | 135001 | Land: 4481XXXXXX | 21749810 | LAND - TRACT 38 | 1981-07-01 | 1981-07-01 | 50507XFER
1 | 566.09 | -11.8739 | 577.9639 | 2024-12-01 | BH Colorado Electric Oper Co | Regulated Electric (122) | COE Elec 115kV Transmission Lines | 262 (T) Pueblo Plant #88 | 135002 | Land Rights - Non-Depreciable: 4552XXXXXX | 21749578 | T-LIN S01 T21 R65 | 1976-07-01 | 1976-07-01 | 50507XFER
1 | 8330.15 | -153.1118 | 8483.2618 | 2024-12-01 | BH Colorado Electric Oper Co | Regulated Electric (122) | COE Elec 115kV Transmission Lines | 262 (T) Pueblo Plant #88 | 135002 | Land Rights - Non-Depreciable: 4552XXXXXX | 21749815 | T-LIN S09 T21 R61 | 1982-07-01 | 1982-07-01 | 50507XFER
1 | 3092.1 | -62.1848 | 3154.2848 | 2024-12-01 | BH Colorado Electric Oper Co | Regulated Electric (122) | COE Elec 115kV Transmission Lines | 262 (T) Pueblo Plant #88 | 135002 | Land Rights - Non-Depreciable: 4552XXXXXX | 21749592 | T-LIN S01 T21 R65 | 1978-07-01 | 1978-07-01 | 50507XFER
3 | 13173.42 | -253.5277 | 13426.9477 | 2024-12-01 | BH Colorado Electric Oper Co | Regulated Electric (122) | COE Elec 115kV Transmission Lines | 262 (T) Pueblo Plant #88 | 135002 | Land Rights - Non-Depreciable: 4552XXXXXX | 21749674 | T-LIN S06 T21 R64 | 1980-07-01 | 1980-07-01 | 50507XFER
1 | 169.99 | -3.2715 | 173.2615 | 2024-12-01 | BH Colorado Electric Oper Co | Regulated Electric (122) | COE Elec 115kV Transmission Lines | 262 (T) Pueblo Plant #88 | 135002 | Land Rights - Non-Depreciable: 4552XXXXXX | 21749681 | T-LIN S01 T21 R65 | 1980-07-01 | 1980-07-01 | 50507XFER
2 | 660.46 | -16.9947 | 677.4547 | 2024-12-01 | BH Colorado Electric Oper Co | Regulated Electric (122) | COE Elec 115kV Transmission Lines | 262 (T) Pueblo Plant #88 | 135002 | Land Rights - Non-Depreciable: 4552XXXXXX | 21749464 | T-LIN S01 T21 R65 | 1965-07-01 | 1965-07-01 | 50507XFER
5 | 2944.6 | -59.2184 | 3003.8184 | 2024-12-01 | BH Colorado Electric Oper Co | Regulated Electric (122) | COE Elec 115kV Transmission Lines | 262 (T) Pueblo Plant #88 | 135002 | Land Rights - Non-Depreciable: 4552XXXXXX | 21749585 | T-LIN S06 T21 R64 | 1978-07-01 | 1978-07-01 | 50507XFER
1 | 193.27 | -3.8868 | 197.1568 | 2024-12-01 | BH Colorado Electric Oper Co | Regulated Electric (122) | COE Elec 115kV Transmission Lines | 262 (T) Pueblo Plant #88 | 135002 | Land Rights - Non-Depreciable: 4552XXXXXX | 21749599 | T-LIN S07 T21 R64 | 1978-07-01 | 1978-07-01 | 50507XFER
5 | 250 | -9.4603 | 259.4603 | 2024-12-01 | BH Colorado Electric Oper Co | Regulated Electric (122) | COE Elec 115kV Transmission Lines | 262 (T) Pueblo Plant #88 | 135002 | Land Rights - Non-Depreciable: 4552XXXXXX | 21749444 | T-LIN S07 T21 R64 | 1937-07-01 | 1937-07-01 | 50507XFER
2 | 912.98 | -17.5707 | 930.5507 | 2024-12-01 | BH Colorado Electric Oper Co | Regulated Electric (122) | COE Elec 115kV Transmission Lines | 262 (T) Pueblo Plant #88 | 135002 | Land Rights - Non-Depreciable: 4552XXXXXX | 21749740 | T-LIN S07 T21 R64 | 1980-07-01 | 1980-07-01 | 50507XFER
1 | 101.25 | -2.6053 | 103.8553 | 2024-12-01 | BH Colorado Electric Oper Co | Regulated Electric (122) | COE Elec 115kV Transmission Lines | 262 (T) Pueblo Plant #88 | 135002 | Land Rights - Non-Depreciable: 4552XXXXXX | 21749471 | T-LIN S06 T21 R64 | 1965-07-01 | 1965-07-01 | 50507XFER
1 | 308.83 | 177.3062 | 131.5238 | 2024-12-01 | BH Colorado Electric Oper Co | Regulated Electric (122) | COE Elec 115kV Transmission Lines | 262 (T) Pueblo Plant #88 | 135500 | Crossarm Assemblies, Wood: 7914000000 | 21749634 | CROSSARM ASSEMBLIES, WOOD | 1979-07-01 | 1979-07-01 | 50507XFER
21 | 3745.23 | 2102.9611 | 1642.2689 | 2024-12-01 | BH Colorado Electric Oper Co | Regulated Electric (122) | COE Elec 115kV Transmission Lines | 262 (T) Pueblo Plant #88 | 135500 | Crossarm Assemblies, Wood: 7914000000 | 21749782 | CROSSARM ASSEMBLIES, WOOD | 1980-07-01 | 1980-07-01 | 50507XFER
15 | 495 | 359.1416 | 135.8584 | 2024-12-01 | BH Colorado Electric Oper Co | Regulated Electric (122) | COE Elec 115kV Transmission Lines | 262 (T) Pueblo Plant #88 | 135500 | Crossarm Assemblies, Wood: 7914000000 | 21749476 | CROSSARM ASSEMBLIES, WOOD | 1967-07-01 | 1967-07-01 | 50507XFER
1 | 158.7 | 105.1305 | 53.5695 | 2024-12-01 | BH Colorado Electric Oper Co | Regulated Electric (122) | COE Elec 115kV Transmission Lines | 262 (T) Pueblo Plant #88 | 135500 | Crossarm Assemblies, Wood: 7914000000 | 21749521 | CROSSARM ASSEMBLIES, WOOD | 1972-07-01 | 1972-07-01 | 50507XFER
11 | 919.42 | 527.8594 | 391.5606 | 2024-12-01 | BH Colorado Electric Oper Co | Regulated Electric (122) | COE Elec 115kV Transmission Lines | 262 (T) Pueblo Plant #88 | 135500 | Crossarm Assemblies, Wood: 7914000000 | 21749655 | CROSSARM ASSEMBLIES, WOOD | 1979-07-01 | 1979-07-01 | 50507XFER
1 | 6735.33 | 1742.2297 | 4993.1003 | 2024-12-01 | BH Colorado Electric Oper Co | Regulated Electric (122) | COE Elec 115kV Transmission Lines | 262 (T) Pueblo Plant #88 | 135500 | Crossarm Assemblies, Wood: 7914000000 | 21749846 | CROSSARM ASSEMBLIES, WOOD | 2004-02-01 | 2004-01-01 | 50507XFER
9 | 848.81 | 476.6101 | 372.1999 | 2024-12-01 | BH Colorado Electric Oper Co | Regulated Electric (122) | COE Elec 115kV Transmission Lines | 262 (T) Pueblo Plant #88 | 135500 | Crossarm Assemblies, Wood: 7914000000 | 21749693 | CROSSARM ASSEMBLIES, WOOD | 1980-07-01 | 1980-07-01 | 50507XFER
1 | 79.48 | 48.6397 | 30.8403 | 2024-12-01 | BH Colorado Electric Oper Co | Regulated Electric (122) | COE Elec 115kV Transmission Lines | 262 (T) Pueblo Plant #88 | 135500 | Crossarm Assemblies, Wood: 7914000000 | 21749571 | CROSSARM ASSEMBLIES, WOOD | 1976-07-01 | 1976-07-01 | 50507XFER
24 | 5415.96 | 3041.0824 | 2374.8776 | 2024-12-01 | BH Colorado Electric Oper Co | Regulated Electric (122) | COE Elec 115kV Transmission Lines | 262 (T) Pueblo Plant #88 | 135500 | Crossarm Assemblies, Wood: 7914000000 | 21749754 | CROSSARM ASSEMBLIES, WOOD | 1980-07-01 | 1980-07-01 | 50507XFER
1 | 105.46 | 60.5469 | 44.9131 | 2024-12-01 | BH Colorado Electric Oper Co | Regulated Electric (122) | COE Elec 115kV Transmission Lines | 262 (T) Pueblo Plant #88 | 135500 | Crossarm Assemblies, Wood: 7914000000 | 21749613 | CROSSARM ASSEMBLIES, WOOD | 1979-07-01 | 1979-07-01 | 50507XFER
4 | 214.97 | 153.2564 | 61.7136 | 2024-12-01 | BH Colorado Electric Oper Co | Regulated Electric (122) | COE Elec 115kV Transmission Lines | 262 (T) Pueblo Plant #88 | 135500 | Crossarm Assemblies, Wood: 7914000000 | 21749507 | CROSSARM ASSEMBLIES, WOOD | 1968-07-01 | 1968-07-01 | 50507XFER
4 | 273.47 | 170.8078 | 102.6622 | 2024-12-01 | BH Colorado Electric Oper Co | Regulated Electric (122) | COE Elec 115kV Transmission Lines | 262 (T) Pueblo Plant #88 | 135500 | Crossarm Assemblies, Wood: 7914000000 | 21749545 | CROSSARM ASSEMBLIES, WOOD | 1975-07-01 | 1975-07-01 | 50507XFER
16 | 283686.41 | 34005.9467 | 249680.4633 | 2024-12-01 | BH Colorado Electric Oper Co | Regulated Electric (122) | COE Elec 115kV Transmission Lines | 262 (T) Pueblo Plant #88 | 135500 | Crossarm Assemblies, Wood: 7914000000 | 21749886 | CROSS ARM ASSEMBLYS 26' | 2015-06-30 | 2016-03-01 | 50507XFER
16 | 2897.13 | 1626.7497 | 1270.3803 | 2024-12-01 | BH Colorado Electric Oper Co | Regulated Electric (122) | COE Elec 115kV Transmission Lines | 262 (T) Pueblo Plant #88 | 135500 | Crossarm Assemblies, Wood: 7914000000 | 21749789 | CROSSARM ASSEMBLIES, WOOD | 1980-07-01 | 1980-07-01 | 50507XFER
1 | 208.07 | 116.8321 | 91.2379 | 2024-12-01 | BH Colorado Electric Oper Co | Regulated Electric (122) | COE Elec 115kV Transmission Lines | 262 (T) Pueblo Plant #88 | 135500 | Crossarm Assemblies, Wood: 7914000000 | 21749796 | CROSSARM ASSEMBLIES, WOOD | 1980-07-01 | 1980-07-01 | 50507XFER
2 | 223.75 | 125.6365 | 98.1135 | 2024-12-01 | BH Colorado Electric Oper Co | Regulated Electric (122) | COE Elec 115kV Transmission Lines | 262 (T) Pueblo Plant #88 | 135500 | Crossarm Assemblies, Wood: 7914000000 | 21749775 | CROSSARM ASSEMBLIES, WOOD | 1980-07-01 | 1980-07-01 | 50507XFER
32 | 185758.17 | 22267.1309 | 163491.0391 | 2024-12-01 | BH Colorado Electric Oper Co | Regulated Electric (122) | COE Elec 115kV Transmission Lines | 262 (T) Pueblo Plant #88 | 135500 | Pole, Wood, 65' Or Greater: 6161650000 | 21749879 | POLE: WOOD 65' | 2015-06-30 | 2016-01-01 | 50507XFER
0 | 1309.01 | 272.5334 | 1036.4766 | 2024-12-01 | BH Colorado Electric Oper Co | Regulated Electric (122) | COE Elec 115kV Transmission Lines | 262 (T) Pueblo Plant #88 | 135500 | Pole, Wood: 6161000000 | 21749865 | Pole, Wood | 2008-12-01 | 2008-01-01 | 50507XFER
9 | 7639.32 | 4289.5077 | 3349.8123 | 2024-12-01 | BH Colorado Electric Oper Co | Regulated Electric (122) | COE Elec 115kV Transmission Lines | 262 (T) Pueblo Plant #88 | 135500 | Pole, Wood: 7911000000 | 21749686 | POLE, WOOD | 1980-07-01 | 1980-07-01 | 50507XFER
2 | 3224.44 | 874.75 | 2349.69 | 2024-12-01 | BH Colorado Electric Oper Co | Regulated Electric (122) | COE Elec 115kV Transmission Lines | 262 (T) Pueblo Plant #88 | 135500 | Pole, Wood: 7911000000 | 21749822 | POLE, WOOD | 2003-12-01 | 2003-01-01 | 50507XFER
24 | 49842.9 | 27986.9807 | 21855.9193 | 2024-12-01 | BH Colorado Electric Oper Co | Regulated Electric (122) | COE Elec 115kV Transmission Lines | 262 (T) Pueblo Plant #88 | 135500 | Pole, Wood: 7911000000 | 21749768 | POLE, WOOD | 1980-07-01 | 1980-07-01 | 50507XFER
16 | 26074.17 | 14640.7471 | 11433.4229 | 2024-12-01 | BH Colorado Electric Oper Co | Regulated Electric (122) | COE Elec 115kV Transmission Lines | 262 (T) Pueblo Plant #88 | 135500 | Pole, Wood: 7911000000 | 21749719 | POLE, WOOD | 1980-07-01 | 1980-07-01 | 50507XFER
1 | 1872.61 | 1051.4777 | 821.1323 | 2024-12-01 | BH Colorado Electric Oper Co | Regulated Electric (122) | COE Elec 115kV Transmission Lines | 262 (T) Pueblo Plant #88 | 135500 | Pole, Wood: 7911000000 | 21749803 | POLE, WOOD | 1980-07-01 | 1980-07-01 | 50507XFER
21 | 33707.05 | 18926.6387 | 14780.4113 | 2024-12-01 | BH Colorado Electric Oper Co | Regulated Electric (122) | COE Elec 115kV Transmission Lines | 262 (T) Pueblo Plant #88 | 135500 | Pole, Wood: 7911000000 | 21749733 | POLE, WOOD | 1980-07-01 | 1980-07-01 | 50507XFER
2 | 2013.78 | 1130.7452 | 883.0348 | 2024-12-01 | BH Colorado Electric Oper Co | Regulated Electric (122) | COE Elec 115kV Transmission Lines | 262 (T) Pueblo Plant #88 | 135500 | Pole, Wood: 7911000000 | 21749705 | POLE, WOOD | 1980-07-01 | 1980-07-01 | 50507XFER
1 | 1523.67 | 874.7728 | 648.8972 | 2024-12-01 | BH Colorado Electric Oper Co | Regulated Electric (122) | COE Elec 115kV Transmission Lines | 262 (T) Pueblo Plant #88 | 135500 | Pole, Wood: 7911000000 | 21749627 | POLE, WOOD | 1979-07-01 | 1979-07-01 | 50507XFER
11 | 8339.58 | 4787.9379 | 3551.6421 | 2024-12-01 | BH Colorado Electric Oper Co | Regulated Electric (122) | COE Elec 115kV Transmission Lines | 262 (T) Pueblo Plant #88 | 135500 | Pole, Wood: 7911000000 | 21749641 | POLE, WOOD | 1979-07-01 | 1979-07-01 | 50507XFER
1 | 2006.64 | 1329.2951 | 677.3449 | 2024-12-01 | BH Colorado Electric Oper Co | Regulated Electric (122) | COE Elec 115kV Transmission Lines | 262 (T) Pueblo Plant #88 | 135500 | Pole, Wood: 7911000000 | 21749528 | POLE, WOOD | 1972-07-01 | 1972-07-01 | 50507XFER
9 | 26967.01 | 15142.0802 | 11824.9298 | 2024-12-01 | BH Colorado Electric Oper Co | Regulated Electric (122) | COE Elec 115kV Transmission Lines | 262 (T) Pueblo Plant #88 | 135500 | Pole, Wood: 7911000000 | 21749761 | POLE, WOOD | 1980-07-01 | 1980-07-01 | 50507XFER
4 | 2480.45 | 1549.2746 | 931.1754 | 2024-12-01 | BH Colorado Electric Oper Co | Regulated Electric (122) | COE Elec 115kV Transmission Lines | 262 (T) Pueblo Plant #88 | 135500 | Pole, Wood: 7911000000 | 21749552 | POLE, WOOD | 1975-07-01 | 1975-07-01 | 50507XFER
1 | 720.88 | 441.1603 | 279.7197 | 2024-12-01 | BH Colorado Electric Oper Co | Regulated Electric (122) | COE Elec 115kV Transmission Lines | 262 (T) Pueblo Plant #88 | 135500 | Pole, Wood: 7911000000 | 21749559 | POLE, WOOD | 1976-07-01 | 1976-07-01 | 50507XFER
2 | 5962.96 | 1241.4768 | 4721.4832 | 2024-12-01 | BH Colorado Electric Oper Co | Regulated Electric (122) | COE Elec 115kV Transmission Lines | 262 (T) Pueblo Plant #88 | 135500 | Pole, Wood: 7911000000 | 21749872 | POLE, WOOD | 2008-12-01 | 2008-01-01 | 50507XFER
1 | 2801.21 | 1608.2368 | 1192.9732 | 2024-12-01 | BH Colorado Electric Oper Co | Regulated Electric (122) | COE Elec 115kV Transmission Lines | 262 (T) Pueblo Plant #88 | 135500 | Pole, Wood: 7911000000 | 21749648 | POLE, WOOD | 1979-07-01 | 1979-07-01 | 50507XFER
4 | 1949.86 | 1390.0936 | 559.7664 | 2024-12-01 | BH Colorado Electric Oper Co | Regulated Electric (122) | COE Elec 115kV Transmission Lines | 262 (T) Pueblo Plant #88 | 135500 | Pole, Wood: 7911000000 | 21749514 | POLE, WOOD | 1968-07-01 | 1968-07-01 | 50507XFER
0 | -666.04 | -666.2375 | 0.19749 | 2024-12-01 | BH Colorado Electric Oper Co | Regulated Electric (122) | COE Elec 115kV Transmission Lines | 262 (T) Pueblo Plant #88 | 135600 | ARE-Acquired Reserve Elimination: | 21749853 | Acquisition Reserve Elimination | 2004-02-01 | 2016-01-01 | 50507XFER
78287 | 173575.93 | 116326.9831 | 57248.9469 | 2024-12-01 | BH Colorado Electric Oper Co | Regulated Electric (122) | COE Elec 115kV Transmission Lines | 262 (T) Pueblo Plant #88 | 135600 | Conductor, Oh: 1681000000 | 21749726 | CONDUCTOR, OVERHEAD | 1980-07-01 | 1980-07-01 | 50507XFER
11410 | 23208.83 | 15903.6057 | 7305.2243 | 2024-12-01 | BH Colorado Electric Oper Co | Regulated Electric (122) | COE Elec 115kV Transmission Lines | 262 (T) Pueblo Plant #88 | 135600 | Conductor, Oh: 1681000000 | 21749606 | TRANSMISSION LINES-CONDUCTOR | 1979-07-01 | 1979-07-01 | 50507XFER
26928 | 353721.68 | 50607.6576 | 303114.0224 | 2024-12-01 | BH Colorado Electric Oper Co | Regulated Electric (122) | COE Elec 115kV Transmission Lines | 262 (T) Pueblo Plant #88 | 135600 | Other Cable (FIBER OPTIC): 0834100000 | 21749893 | Other Cable (FIBER OPTIC) | 2015-12-10 | 2015-01-01 | 50507XFER
4 | 2065.68 | 637.7459 | 1427.9341 | 2024-12-01 | BH Colorado Electric Oper Co | Regulated Electric (122) | COE Elec 115kV Transmission Lines | 262 (T) Pueblo Plant #88 | 135600 | Pin Insulators: 4271000000 | 21749839 | PIN INSULATORS | 2004-02-01 | 2004-01-01 | 50507XFER
7 | 2001.9 | 226.1177 | 1775.7823 | 2024-12-01 | BH Colorado Electric Oper Co | Regulated Electric (122) | COE Elec 115kV Transmission Lines | 262 (T) Pueblo Plant #88 | 135600 | Post Insulators: 4272000000 | 21749900 | Post Insulators | 2017-03-20 | 2017-01-01 | 50507XFER
2 | 773.36 | 192.18 | 581.18 | 2024-12-01 | BH Colorado Electric Oper Co | Regulated Electric (122) | COE Elec 115kV Transmission Lines | 262 (T) Pueblo Plant #88 | 135600 | Post Insulators: 4272000000 | 21749858 | POST INSULATORS | 2008-12-01 | 2008-01-01 | 50507XFER
3171 | 5452.85 | 3654.3868 | 1798.4632 | 2024-12-01 | BH Colorado Electric Oper Co | Regulated Electric (122) | COE Elec 115kV Transmission Lines | 262 (T) Pueblo Plant #88 | 135600 | Static Wire (Transmission Lines): 1682000000 | 21749747 | STATIC WIRE (TRANSMISSION LINE | 1980-07-01 | 1980-07-01 | 50507XFER
6353 | 2085.69 | 1806.1282 | 279.5618 | 2024-12-01 | BH Colorado Electric Oper Co | Regulated Electric (122) | COE Elec 115kV Transmission Lines | 262 (T) Pueblo Plant #88 | 135600 | Static Wire (Transmission Lines): 1682000000 | 21749483 | STATIC WIRE (TRANSMISSION LINE | 1967-07-01 | 1967-07-01 | 50507XFER
3804 | 6003.47 | 4113.8144 | 1889.6556 | 2024-12-01 | BH Colorado Electric Oper Co | Regulated Electric (122) | COE Elec 115kV Transmission Lines | 262 (T) Pueblo Plant #88 | 135600 | Static Wire (Transmission Lines): 1682000000 | 21749667 | STATIC WIRE (TRANSMISSION LINE | 1979-07-01 | 1979-07-01 | 50507XFER
5301 | 723.59 | 681.09 | 42.5 | 2024-12-01 | BH Colorado Electric Oper Co | Regulated Electric (122) | COE Elec 115kV Transmission Lines | 262 (T) Pueblo Plant #88 | 135600 | Static Wire (Transmission Lines): 1682000000 | 21749457 | STATIC WIRE (TRANSMISSION LINES) | 1962-07-01 | 1962-07-01 | 50507XFER
0 | 0 | 0 | 0 | 2024-12-01 | BH Colorado Electric Oper Co | Regulated Electric (122) | COE Elec 115kV Transmission Lines | 266 (T) PSCO Tap then #23 - West Station # 1 | 135500 | A dummy retirement unit: | 34986650 | A dummy retirement unit | 2022-02-28 | 2022-02-01 | 10077831
1 | 27640.97 | 2615.8167 | 25025.1533 | 2024-12-01 | BH Colorado Electric Oper Co | Regulated Electric (122) | COE Elec 115kV Transmission Lines | 266 (T) PSCO Tap then #23 - West Station # 1 | 135500 | Anchors: 0140000000 | 21750474 | Anchors | 2017-10-02 | 2017-01-01 | 50507XFER
1 | 147966.66 | 14002.8974 | 133963.7626 | 2024-12-01 | BH Colorado Electric Oper Co | Regulated Electric (122) | COE Elec 115kV Transmission Lines | 266 (T) PSCO Tap then #23 - West Station # 1 | 135500 | Pole, Steel: 6165000000 | 21750488 | Pole, Steel Structure 227 | 2017-10-02 | 2017-01-01 | 50507XFER
1 | 115598.37 | 13057.0151 | 102541.3549 | 2024-12-01 | BH Colorado Electric Oper Co | Regulated Electric (122) | COE Elec 115kV Transmission Lines | 266 (T) PSCO Tap then #23 - West Station # 1 | 135600 | AIRBRK-ELEC-3PH69-170KV- >= 2000AM: 7982117020 | 21750467 | AIRBRK-ELEC-3PH 69-170KV- >= 2000AMPS | 2017-10-02 | 2017-01-01 | 50507XFER
3 | 77342.63 | 8735.9699 | 68606.6601 | 2024-12-01 | BH Colorado Electric Oper Co | Regulated Electric (122) | COE Elec 115kV Transmission Lines | 266 (T) PSCO Tap then #23 - West Station # 1 | 135600 | Breaker, 115 KV: 6212115115 | 21750481 | Breaker, 115 KV | 2017-10-02 | 2017-01-01 | 50507XFER
130 | 867.42 | 97.9764 | 769.4436 | 2024-12-01 | BH Colorado Electric Oper Co | Regulated Electric (122) | COE Elec 115kV Transmission Lines | 266 (T) PSCO Tap then #23 - West Station # 1 | 135600 | Conductor, Oh Copper Bare 1/0: 1683050000 | 21750516 | Conductor, Oh Copper Bare 1/0 | 2017-10-02 | 2017-01-01 | 50507XFER
600 | 3829.11 | 432.5039 | 3396.6061 | 2024-12-01 | BH Colorado Electric Oper Co | Regulated Electric (122) | COE Elec 115kV Transmission Lines | 266 (T) PSCO Tap then #23 - West Station # 1 | 135600 | Conductor, Oh Copper Bare 4: 1683030000 | 21750509 | Conductor, Oh Copper Bare 4 | 2017-10-02 | 2017-01-01 | 50507XFER
130 | 8684.1 | 980.8826 | 7703.2174 | 2024-12-01 | BH Colorado Electric Oper Co | Regulated Electric (122) | COE Elec 115kV Transmission Lines | 266 (T) PSCO Tap then #23 - West Station # 1 | 135600 | Insulator, Disc 10": 4270100000 | 21750502 | Insulator, Disc 10" | 2017-10-02 | 2017-01-01 | 50507XFER
13781 | 69585.57 | 7859.798 | 61725.772 | 2024-12-01 | BH Colorado Electric Oper Co | Regulated Electric (122) | COE Elec 115kV Transmission Lines | 266 (T) PSCO Tap then #23 - West Station # 1 | 135600 | Other Cable (FIBER OPTIC): 0834100000 | 21750523 | Other Cable (FIBER OPTIC) | 2017-10-02 | 2017-01-01 | 50507XFER
3 | 49274.15 | 5565.5916 | 43708.5584 | 2024-12-01 | BH Colorado Electric Oper Co | Regulated Electric (122) | COE Elec 115kV Transmission Lines | 266 (T) PSCO Tap then #23 - West Station # 1 | 135600 | Other Interruptive Dev 115-161 Kv: 6219115000 | 21750453 | Other Interruptive Dev 115-161 Kv | 2017-10-02 | 2017-01-01 | 50507XFER
12 | 20156.77 | 2276.7384 | 17880.0316 | 2024-12-01 | BH Colorado Electric Oper Co | Regulated Electric (122) | COE Elec 115kV Transmission Lines | 266 (T) PSCO Tap then #23 - West Station # 1 | 135600 | Post Insulators: 4272000000 | 21750460 | Post Insulators | 2017-10-02 | 2017-01-01 | 50507XFER
1 | 14431.56 | 1630.0671 | 12801.4929 | 2024-12-01 | BH Colorado Electric Oper Co | Regulated Electric (122) | COE Elec 115kV Transmission Lines | 266 (T) PSCO Tap then #23 - West Station # 1 | 135600 | Scada Equip - Rtu: 8191130000 | 21750495 | Scada Equip - Rtu | 2017-10-02 | 2017-01-01 | 50507XFER
1 | 6742.06 | 761.5261 | 5980.5339 | 2024-12-01 | BH Colorado Electric Oper Co | Regulated Electric (122) | COE Elec 115kV Transmission Lines | 266 (T) PSCO Tap then #23 - West Station # 1 | 135600 | Scada Equip -Modem: 8191015500 | 21750530 | Scada Equip - Modem | 2017-10-02 | 2017-01-01 | 50507XFER
0 | 0 | 0 | 0 | 2024-12-01 | BH Colorado Electric Oper Co | Regulated Electric (122) | COE Elec 115kV Transmission Lines | 269 (T) Desert Cove - Fountain Valley (was W Stn-Midway) | 135500 | Crossarm Assemblies, Wood: 7914000000 | 21755743 | CROSSARM ASSEMBLIES, WOOD | 2004-12-01 | 2004-01-01 | 10060191
0 | 0 | 0 | 0 | 2024-12-01 | BH Colorado Electric Oper Co | Regulated Electric (122) | COE Elec 115kV Transmission Lines | 269 (T) Desert Cove - Fountain Valley (was W Stn-Midway) | 135500 | Crossarm Assemblies, Wood: 7914000000 | 21755763 | CROSSARM ASSEMBLIES, WOOD | 2004-12-01 | 2004-01-01 | 10060191
0 | 0 | 0 | 0 | 2024-12-01 | BH Colorado Electric Oper Co | Regulated Electric (122) | COE Elec 115kV Transmission Lines | 269 (T) Desert Cove - Fountain Valley (was W Stn-Midway) | 135500 | Crossarm Assemblies, Wood: 7914000000 | 21755672 | CROSSARM ASSEMBLIES, WOOD | 1993-07-01 | 1993-07-01 | 10060191
0 | 0 | 0 | 0 | 2024-12-01 | BH Colorado Electric Oper Co | Regulated Electric (122) | COE Elec 115kV Transmission Lines | 269 (T) Desert Cove - Fountain Valley (was W Stn-Midway) | 135500 | Crossarm Assemblies, Wood: 7914000000 | 21755722 | CROSSARM ASSEMBLIES, WOOD | 2003-06-01 | 2003-01-01 | 10060191
0 | 0 | 0 | 0 | 2024-12-01 | BH Colorado Electric Oper Co | Regulated Electric (122) | COE Elec 115kV Transmission Lines | 269 (T) Desert Cove - Fountain Valley (was W Stn-Midway) | 135500 | Crossarm Assemblies, Wood: 7914000000 | 21755686 | CROSSARM ASSEMBLIES, WOOD | 2002-06-01 | 2002-01-01 | 10060191
0 | 0 | 0 | 0 | 2024-12-01 | BH Colorado Electric Oper Co | Regulated Electric (122) | COE Elec 115kV Transmission Lines | 269 (T) Desert Cove - Fountain Valley (was W Stn-Midway) | 135500 | Crossarm Assemblies, Wood: 7914000000 | 21755639 | CROSSARM ASSEMBLIES, WOOD | 1993-07-01 | 1993-07-01 | 10060191
0 | 0 | 0 | 0 | 2024-12-01 | BH Colorado Electric Oper Co | Regulated Electric (122) | COE Elec 115kV Transmission Lines | 269 (T) Desert Cove - Fountain Valley (was W Stn-Midway) | 135500 | Crossarm Assemblies, Wood: 7914000000 | 21755782 | CROSSARM ASSEMBLIES, WOOD | 2007-12-01 | 2007-01-01 | 10060191
0 | 0 | 0 | 0 | 2024-12-01 | BH Colorado Electric Oper Co | Regulated Electric (122) | COE Elec 115kV Transmission Lines | 269 (T) Desert Cove - Fountain Valley (was W Stn-Midway) | 135500 | Crossarm Assemblies, Wood: 7914000000 | 21755665 | CROSSARM ASSEMBLIES, WOOD | 1993-07-01 | 1993-07-01 | 10060191
67 | 287209.67 | 16308.1327 | 270901.5373 | 2024-12-01 | BH Colorado Electric Oper Co | Regulated Electric (122) | COE Elec 115kV Transmission Lines | 269 (T) Desert Cove - Fountain Valley (was W Stn-Midway) | 135500 | Crossarm, Wood: 2451000000 | 29765416 | Crossarm, Wood | 2020-01-17 | 2020-01-01 | 10066581
0 | 0 | 0 | 0 | 2024-12-01 | BH Colorado Electric Oper Co | Regulated Electric (122) | COE Elec 115kV Transmission Lines | 269 (T) Desert Cove - Fountain Valley (was W Stn-Midway) | 135500 | Estimated Additions: 0010000000 | 21755855 | Ft. Carson-Midway Fire | 2018-05-11 | 2018-07-01 | 10060191
1 | 153070.71 | 8691.5508 | 144379.1592 | 2024-12-01 | BH Colorado Electric Oper Co | Regulated Electric (122) | COE Elec 115kV Transmission Lines | 269 (T) Desert Cove - Fountain Valley (was W Stn-Midway) | 135500 | Pole, Steel, 60': 6165600000 | 29765453 | Pole, Steel, 60' | 2020-01-17 | 2020-01-01 | 10066581
2 | 204742.45 | 11625.5384 | 193116.9116 | 2024-12-01 | BH Colorado Electric Oper Co | Regulated Electric (122) | COE Elec 115kV Transmission Lines | 269 (T) Desert Cove - Fountain Valley (was W Stn-Midway) | 135500 | Pole, Steel, 65' Or Greater: 6165650000 | 29765456 | Pole, Steel, 70' | 2020-01-17 | 2020-01-01 | 10066581
4 | 13299.49 | 755.1621 | 12544.3279 | 2024-12-01 | BH Colorado Electric Oper Co | Regulated Electric (122) | COE Elec 115kV Transmission Lines | 269 (T) Desert Cove - Fountain Valley (was W Stn-Midway) | 135500 | Pole, Wood, 55': 6161550000 | 29765438 | Pole, Wood, 55' | 2020-01-17 | 2020-01-01 | 10066581
0 | 0 | 0 | 0 | 2024-12-01 | BH Colorado Electric Oper Co | Regulated Electric (122) | COE Elec 115kV Transmission Lines | 269 (T) Desert Cove - Fountain Valley (was W Stn-Midway) | 135500 | Pole, Wood, 60': 6161600000 | 21755827 | Pole, Wood, 60' | 2015-10-06 | 2015-01-01 | 10060191
7 | 26863.11 | 1525.3218 | 25337.7882 | 2024-12-01 | BH Colorado Electric Oper Co | Regulated Electric (122) | COE Elec 115kV Transmission Lines | 269 (T) Desert Cove - Fountain Valley (was W Stn-Midway) | 135500 | Pole, Wood, 60': 6161600000 | 29765441 | Pole, Wood, 60' | 2020-01-17 | 2020-01-01 | 10066581
0 | 0 | 0 | 0 | 2024-12-01 | BH Colorado Electric Oper Co | Regulated Electric (122) | COE Elec 115kV Transmission Lines | 269 (T) Desert Cove - Fountain Valley (was W Stn-Midway) | 135500 | Pole, Wood, 65' Or Greater: 6161650000 | 21755820 | Pole, Wood, 65' Or Greater | 2013-06-20 | 2013-01-01 | 10060191
147 | 739664.25 | 41999.0829 | 697665.1671 | 2024-12-01 | BH Colorado Electric Oper Co | Regulated Electric (122) | COE Elec 115kV Transmission Lines | 269 (T) Desert Cove - Fountain Valley (was W Stn-Midway) | 135500 | Pole, Wood, 65' Or Greater: 6161650000 | 29765444 | Pole, Wood, 90' | 2020-01-17 | 2020-01-01 | 10066581
0 | 0 | 0 | 0 | 2024-12-01 | BH Colorado Electric Oper Co | Regulated Electric (122) | COE Elec 115kV Transmission Lines | 269 (T) Desert Cove - Fountain Valley (was W Stn-Midway) | 135500 | Pole, Wood: 7911000000 | 21755653 | POLE, WOOD | 1993-07-01 | 1993-07-01 | 10060191
0 | 0 | 0 | 0 | 2024-12-01 | BH Colorado Electric Oper Co | Regulated Electric (122) | COE Elec 115kV Transmission Lines | 269 (T) Desert Cove - Fountain Valley (was W Stn-Midway) | 135500 | Pole, Wood: 7911000000 | 21755698 | POLE, WOOD | 2002-06-01 | 2002-01-01 | 10060191
0 | 0 | 0 | 0 | 2024-12-01 | BH Colorado Electric Oper Co | Regulated Electric (122) | COE Elec 115kV Transmission Lines | 269 (T) Desert Cove - Fountain Valley (was W Stn-Midway) | 135500 | Pole, Wood: 7911000000 | 21755679 | POLE, WOOD | 1993-07-01 | 1993-07-01 | 10060191
0 | 0 | 0 | 0 | 2024-12-01 | BH Colorado Electric Oper Co | Regulated Electric (122) | COE Elec 115kV Transmission Lines | 269 (T) Desert Cove - Fountain Valley (was W Stn-Midway) | 135500 | Pole, Wood: 7911000000 | 21755756 | POLE, WOOD | 2004-12-01 | 2004-01-01 | 10060191
0 | 0 | 0 | 0 | 2024-12-01 | BH Colorado Electric Oper Co | Regulated Electric (122) | COE Elec 115kV Transmission Lines | 269 (T) Desert Cove - Fountain Valley (was W Stn-Midway) | 135500 | Pole, Wood: 7911000000 | 21755646 | POLE, WOOD | 1993-07-01 | 1993-07-01 | 10060191
0 | 0 | 0 | 0 | 2024-12-01 | BH Colorado Electric Oper Co | Regulated Electric (122) | COE Elec 115kV Transmission Lines | 269 (T) Desert Cove - Fountain Valley (was W Stn-Midway) | 135500 | Pole, Wood: 7911000000 | 21755775 | POLE, WOOD | 2004-12-01 | 2004-01-01 | 10060191
0 | 0 | 0 | 0 | 2024-12-01 | BH Colorado Electric Oper Co | Regulated Electric (122) | COE Elec 115kV Transmission Lines | 269 (T) Desert Cove - Fountain Valley (was W Stn-Midway) | 135500 | Structure: 7911100000 | 21755848 | Steel Structures | 2016-01-04 | 2016-03-01 | 10060191
3 | 66554.76 | 5458.6464 | 61096.1136 | 2024-12-01 | BH Colorado Electric Oper Co | Regulated Electric (122) | COE Elec 115kV Transmission Lines | 269 (T) Desert Cove - Fountain Valley (was W Stn-Midway) | 135500 | Structure: 7911100000 | 27833144 | Structure, H-Frame 14'6" PS | 2018-05-11 | 2018-07-01 | 10060191
260069 | 1271344.43 | 86160.2071 | 1185184.2229 | 2024-12-01 | BH Colorado Electric Oper Co | Regulated Electric (122) | COE Elec 115kV Transmission Lines | 269 (T) Desert Cove - Fountain Valley (was W Stn-Midway) | 135600 | Conductor, Oh Acsr Bare 795 Mcm: 1681097950 | 29765462 | Conductor, Oh Acsr Bare 795 Mcm | 2020-01-17 | 2020-01-01 | 10066581
-90070 | -154095.37 | -10443.1881 | -143652.1819 | 2024-12-01 | BH Colorado Electric Oper Co | Regulated Electric (122) | COE Elec 115kV Transmission Lines | 269 (T) Desert Cove - Fountain Valley (was W Stn-Midway) | 135600 | Conductor, Oh Acsr Bare 795 Mcm: 1681097950 | 33503691 | Conductor, Oh Acsr Bare 795 Mcm | 2020-01-17 | 2020-01-01 | 10066581
0 | 0 | 0 | 0 | 2024-12-01 | BH Colorado Electric Oper Co | Regulated Electric (122) | COE Elec 115kV Transmission Lines | 269 (T) Desert Cove - Fountain Valley (was W Stn-Midway) | 135600 | Conductor, Oh: 1681000000 | 21755813 | Conductor, Oh | 2011-06-01 | 2011-01-01 | 10060191
0 | 0 | 0 | 0 | 2024-12-01 | BH Colorado Electric Oper Co | Regulated Electric (122) | COE Elec 115kV Transmission Lines | 269 (T) Desert Cove - Fountain Valley (was W Stn-Midway) | 135600 | FIBER OPTIC GROUND WIRE: 1683000000 | 21755806 | FIBER OPTIC STATIC WIRE | 2010-12-31 | 2011-01-01 | 10060191
-37809 | 0 | 0 | 0 | 2024-12-01 | BH Colorado Electric Oper Co | Regulated Electric (122) | COE Elec 115kV Transmission Lines | 269 (T) Desert Cove - Fountain Valley (was W Stn-Midway) | 135600 | Insulators-Post- 115kv: 4272115000 | 21755834 | Insulators-Post- 115kv | 2016-01-04 | 2016-01-01 | 10060191
57978 | 272065.5 | 18438.1347 | 253627.3653 | 2024-12-01 | BH Colorado Electric Oper Co | Regulated Electric (122) | COE Elec 115kV Transmission Lines | 269 (T) Desert Cove - Fountain Valley (was W Stn-Midway) | 135600 | Other Cable (FIBER OPTIC): 0834100000 | 29765465 | Other Cable (FIBER OPTIC) | 2020-01-17 | 2020-01-01 | 10066581
3 | 6631.33 | 449.4115 | 6181.9185 | 2024-12-01 | BH Colorado Electric Oper Co | Regulated Electric (122) | COE Elec 115kV Transmission Lines | 269 (T) Desert Cove - Fountain Valley (was W Stn-Midway) | 135600 | Post Insulators: 4272000000 | 29765459 | Post Insulators | 2020-01-17 | 2020-01-01 | 10066581
0 | 0 | 0 | 0 | 2024-12-01 | BH Colorado Electric Oper Co | Regulated Electric (122) | COE Elec 115kV Transmission Lines | 269 (T) Desert Cove - Fountain Valley (was W Stn-Midway) | 135600 | Static Wire (Transmission Lines): 1682000000 | 21755841 | Static Wire (Transmission Lines) | 2016-01-04 | 2016-01-01 | 10060191
0 | 0 | 0 | 0 | 2024-12-01 | BH Colorado Electric Oper Co | Regulated Electric (122) | COE Elec 115kV Transmission Lines | 269 (T) Desert Cove - Fountain Valley (was W Stn-Midway) | 135600 | Suspension Insulators: 4273000000 | 21755799 | SUSPENSION INSULATORS | 2007-12-01 | 2007-01-01 | 10060191
0 | 0 | 0 | 0 | 2024-12-01 | BH Colorado Electric Oper Co | Regulated Electric (122) | COE Elec 115kV Transmission Lines | 269 (T) Desert Cove - Fountain Valley (was W Stn-Midway) | 135600 | Suspension Insulators: 4273000000 | 21755736 | SUSPENSION INSULATORS | 2004-12-01 | 2004-01-01 | 10060191
504 | 67109.3 | 4548.0603 | 62561.2397 | 2024-12-01 | BH Colorado Electric Oper Co | Regulated Electric (122) | COE Elec 115kV Transmission Lines | 269 (T) Desert Cove - Fountain Valley (was W Stn-Midway) | 135600 | Suspension Insulators: 4273000000 | 29765435 | Suspension Insulators | 2020-01-17 | 2020-01-01 | 10066581
0 | 0 | 0 | 0 | 2024-12-01 | BH Colorado Electric Oper Co | Regulated Electric (122) | COE Elec 115kV Transmission Lines | 269 (T) Desert Cove - Fountain Valley (was W Stn-Midway) | 135600 | Suspension Insulators: 4273000000 | 21755705 | SUSPENSION INSULATORS | 2003-06-01 | 2003-01-01 | 10060191
1 | 33673.01 | 2336.885 | 31336.125 | 2024-12-01 | BH Colorado Electric Oper Co | Regulated Electric (122) | COE Elec 115kV Transmission Lines | 270 (T) West Station - Desert Cove | 135500 | Crossarm, Wood: 2451000000 | 29785379 | Crossarm, Wood | 2019-05-23 | 2019-01-01 | 10057765
6 | 189690.11 | 20344.9377 | 169345.1723 | 2024-12-01 | BH Colorado Electric Oper Co | Regulated Electric (122) | COE Elec 115kV Transmission Lines | 270 (T) West Station - Desert Cove | 135500 | Pole, Steel, 60': 6165600000 | 29693969 | Pole, Steel, 60' | 2016-01-04 | 2016-03-01 | 10060191
43 | 2712641.48 | 290940.4286 | 2421701.0514 | 2024-12-01 | BH Colorado Electric Oper Co | Regulated Electric (122) | COE Elec 115kV Transmission Lines | 270 (T) West Station - Desert Cove | 135500 | Pole, Steel, 65' Or Greater: 6165650000 | 29693982 | Pole, Steel, 75' | 2016-01-04 | 2016-01-01 | 10060191
1 | 1069.23 | 74.2039 | 995.0261 | 2024-12-01 | BH Colorado Electric Oper Co | Regulated Electric (122) | COE Elec 115kV Transmission Lines | 270 (T) West Station - Desert Cove | 135500 | Pole, Wood, 45': 6161450000 | 29785393 | Pole, Wood, 45' | 2019-05-23 | 2019-01-01 | 10057765
2 | 35353.84 | 2453.5335 | 32900.3065 | 2024-12-01 | BH Colorado Electric Oper Co | Regulated Electric (122) | COE Elec 115kV Transmission Lines | 270 (T) West Station - Desert Cove | 135500 | Pole, Wood, 55': 6161550000 | 29785402 | Pole, Wood, 55' | 2019-05-23 | 2019-01-01 | 10057765
7 | 50693.32 | 5437.0385 | 45256.2815 | 2024-12-01 | BH Colorado Electric Oper Co | Regulated Electric (122) | COE Elec 115kV Transmission Lines | 270 (T) West Station - Desert Cove | 135500 | Pole, Wood, 60': 6161600000 | 29694049 | Pole, Wood, 60' | 2016-01-04 | 2016-01-01 | 10060191
1 | 37201.45 | 2581.7564 | 34619.6936 | 2024-12-01 | BH Colorado Electric Oper Co | Regulated Electric (122) | COE Elec 115kV Transmission Lines | 270 (T) West Station - Desert Cove | 135500 | Pole, Wood, 65' Or Greater: 6161650000 | 29785418 | Pole, Wood, 65' | 2019-05-23 | 2019-01-01 | 10057765
135024 | 144530.18 | 18501.5627 | 126028.6173 | 2024-12-01 | BH Colorado Electric Oper Co | Regulated Electric (122) | COE Elec 115kV Transmission Lines | 270 (T) West Station - Desert Cove | 135600 | Conductor, Oh Acsr Bare 795 Mcm: 1681097950 | 29694019 | Conductor, Oh Acsr Bare 795 Mcm | 2016-01-04 | 2016-01-01 | 10060191
828 | 34063.15 | 2821.4895 | 31241.6605 | 2024-12-01 | BH Colorado Electric Oper Co | Regulated Electric (122) | COE Elec 115kV Transmission Lines | 270 (T) West Station - Desert Cove | 135600 | Conductor, Oh Acsr Bare 795 Mcm: 1681097950 | 29785454 | Conductor, Oh Acsr Bare 795 Mcm | 2019-05-23 | 2019-01-01 | 10057765
93 | 3264.82 | 270.4288 | 2994.3912 | 2024-12-01 | BH Colorado Electric Oper Co | Regulated Electric (122) | COE Elec 115kV Transmission Lines | 270 (T) West Station - Desert Cove | 135600 | FIBER OPTIC GROUND WIRE: 1683000000 | 29785367 | FIBER OPTIC GROUND WIRE | 2019-05-23 | 2019-01-01 | 10057765
21900 | 200872.52 | 25714.0448 | 175158.4752 | 2024-12-01 | BH Colorado Electric Oper Co | Regulated Electric (122) | COE Elec 115kV Transmission Lines | 270 (T) West Station - Desert Cove | 135600 | Other Cable (FIBER OPTIC): 0834100000 | 29694032 | OPGW | 2016-01-04 | 2016-01-01 | 10060191
93 | 722.6 | 59.8538 | 662.7462 | 2024-12-01 | BH Colorado Electric Oper Co | Regulated Electric (122) | COE Elec 115kV Transmission Lines | 270 (T) West Station - Desert Cove | 135600 | Static Wire (Transmission Lines): 1682000000 | 29785352 | Static Wire (Transmission Lines) | 2019-05-23 | 2019-01-01 | 10057765
0 | 0 | 0 | 0 | 2024-12-01 | BH Colorado Electric Oper Co | Regulated Electric (122) | COE Elec 115kV Transmission Lines | 271 (T) Fountain Valley - Midway Sub | 135500 | Estimated Additions: 0010000000 | 32354486 | This work order is for the rebuild of the desert cove - fountain valley 115 kV line | 2021-01-22 | 2021-01-01 | 10069936
0 | 0 | 0 | 0 | 2024-12-01 | BH Colorado Electric Oper Co | Regulated Electric (122) | COE Elec 115kV Transmission Lines | 271 (T) Fountain Valley - Midway Sub | 135500 | Estimated Additions: 0010000000 | 33035683 | This work order is for the rebuild of the desert cove - fountain valley 115 kV line | 2021-01-22 | 2021-04-01 | 10069936
0 | 0 | 0 | 0 | 2024-12-01 | BH Colorado Electric Oper Co | Regulated Electric (122) | COE Elec 115kV Transmission Lines | 271 (T) Fountain Valley - Midway Sub | 135500 | Estimated Additions: 0010000000 | 32855211 | This work order is for the rebuild of the desert cove - fountain valley 115 kV line | 2021-01-22 | 2021-03-01 | 10069936
0 | 0 | 0 | 0 | 2024-12-01 | BH Colorado Electric Oper Co | Regulated Electric (122) | COE Elec 115kV Transmission Lines | 271 (T) Fountain Valley - Midway Sub | 135500 | Pole, Steel, 65' Or Greater: 6165650000 | 33503822 | Pole, Steel, 105' | 2021-01-22 | 2021-01-01 | 10069936
0 | 0 | 0 | 0 | 2024-12-01 | BH Colorado Electric Oper Co | Regulated Electric (122) | COE Elec 115kV Transmission Lines | 271 (T) Fountain Valley - Midway Sub | 135500 | Pole, Steel, 65' Or Greater: 6165650000 | 33503815 | Pole, Steel, 95' | 2021-01-22 | 2021-01-01 | 10069936
42 | 1292754.67 | 57092.2218 | 1235662.4482 | 2024-12-01 | BH Colorado Electric Oper Co | Regulated Electric (122) | COE Elec 115kV Transmission Lines | 271 (T) Fountain Valley - Midway Sub | 135500 | Pole, Steel: 7912000000 | 37646026 | Pole, Steel, 95' | 2021-01-22 | 2021-01-01 | 10069936
9 | 286943.35 | 12672.3452 | 274271.0048 | 2024-12-01 | BH Colorado Electric Oper Co | Regulated Electric (122) | COE Elec 115kV Transmission Lines | 271 (T) Fountain Valley - Midway Sub | 135500 | Structure - Steel: 7841085000 | 37646221 | Pole, Steel, 105' | 2021-01-22 | 2021-01-01 | 10069936
29791 | 86744.34 | 4572.3566 | 82171.9834 | 2024-12-01 | BH Colorado Electric Oper Co | Regulated Electric (122) | COE Elec 115kV Transmission Lines | 271 (T) Fountain Valley - Midway Sub | 135600 | Conductor, Fiber Optic : 1680150000 | 33503833 | OPGW | 2021-01-22 | 2021-01-01 | 10069936
90070 | 313532.45 | 16526.5212 | 297005.9288 | 2024-12-01 | BH Colorado Electric Oper Co | Regulated Electric (122) | COE Elec 115kV Transmission Lines | 271 (T) Fountain Valley - Midway Sub | 135600 | Conductor, Oh Acsr Bare 795 Mcm: 1681097950 | 33503830 | Conductor, Oh Acsr Bare 795 Mcm | 2021-01-22 | 2021-01-01 | 10069936
0 | 0 | 0 | 0 | 2024-12-01 | BH Colorado Electric Oper Co | Regulated Electric (122) | COE Elec 115kV Transmission Lines | 271 (T) Fountain Valley - Midway Sub | 135600 | Estimated Additions: 0010000000 | 32354489 | This work order is for the rebuild of the desert cove - fountain valley 115 kV line | 2021-01-22 | 2021-01-01 | 10069936
0 | 0 | 0 | 0 | 2024-12-01 | BH Colorado Electric Oper Co | Regulated Electric (122) | COE Elec 115kV Transmission Lines | 271 (T) Fountain Valley - Midway Sub | 135600 | Estimated Additions: 0010000000 | 33035689 | This work order is for the rebuild of the desert cove - fountain valley 115 kV line | 2021-01-22 | 2021-04-01 | 10069936
0 | 0 | 0 | 0 | 2024-12-01 | BH Colorado Electric Oper Co | Regulated Electric (122) | COE Elec 115kV Transmission Lines | 271 (T) Fountain Valley - Midway Sub | 135600 | Estimated Additions: 0010000000 | 32855215 | This work order is for the rebuild of the desert cove - fountain valley 115 kV line | 2021-01-22 | 2021-03-01 | 10069936
158 | 154424.01 | 8139.8008 | 146284.2092 | 2024-12-01 | BH Colorado Electric Oper Co | Regulated Electric (122) | COE Elec 115kV Transmission Lines | 271 (T) Fountain Valley - Midway Sub | 135600 | Post Insulators: 4272000000 | 33503827 | Post Insulators | 2021-01-22 | 2021-01-01 | 10069936
180 | 7256.59 | 382.5001 | 6874.0899 | 2024-12-01 | BH Colorado Electric Oper Co | Regulated Electric (122) | COE Elec 115kV Transmission Lines | 271 (T) Fountain Valley - Midway Sub | 135600 | Suspension Insulators: 4273000000 | 33503799 | Suspension Insulators | 2021-01-22 | 2021-01-01 | 10069936
1 | 1064.92 | -7.1385 | 1072.0585 | 2024-12-01 | BH Colorado Electric Oper Co | Regulated Electric (122) | COE Elec 115kV Transmission Lines | 290 (T) Canon West Sub - Arequa Gulch Sub | 135002 | Land Rights - Non-Depreciable: 4552XXXXXX | 21751883 | EASEMENT-VOIGHT LOCKSMITH | 2009-07-30 | 2009-09-01 | 50507XFER
1 | 185.8 | -1.5669 | 187.3669 | 2024-12-01 | BH Colorado Electric Oper Co | Regulated Electric (122) | COE Elec 115kV Transmission Lines | 290 (T) Canon West Sub - Arequa Gulch Sub | 135002 | Land Rights - Non-Depreciable: 4552XXXXXX | 21751597 | LAND RIGHTS-TEZAK | 2005-08-09 | 2005-09-01 | 50507XFER
1 | 13671.23 | -115.293 | 13786.523 | 2024-12-01 | BH Colorado Electric Oper Co | Regulated Electric (122) | COE Elec 115kV Transmission Lines | 290 (T) Canon West Sub - Arequa Gulch Sub | 135002 | Land Rights - Non-Depreciable: 4552XXXXXX | 21751630 | LAND RIGHTS-M KEDERICH | 2005-08-09 | 2005-09-01 | 50507XFER
1 | 2502.16 | -16.7729 | 2518.9329 | 2024-12-01 | BH Colorado Electric Oper Co | Regulated Electric (122) | COE Elec 115kV Transmission Lines | 290 (T) Canon West Sub - Arequa Gulch Sub | 135002 | Land Rights - Non-Depreciable: 4552XXXXXX | 21751826 | EASEMENT-WEAVER | 2009-07-30 | 2009-09-01 | 50507XFER
1 | 1000.86 | -6.7091 | 1007.5691 | 2024-12-01 | BH Colorado Electric Oper Co | Regulated Electric (122) | COE Elec 115kV Transmission Lines | 290 (T) Canon West Sub - Arequa Gulch Sub | 135002 | Land Rights - Non-Depreciable: 4552XXXXXX | 21751840 | EASEMENT-SHOEMAKER | 2009-07-30 | 2009-09-01 | 50507XFER
1 | 10923.22 | -92.1184 | 11015.3384 | 2024-12-01 | BH Colorado Electric Oper Co | Regulated Electric (122) | COE Elec 115kV Transmission Lines | 290 (T) Canon West Sub - Arequa Gulch Sub | 135002 | Land Rights - Non-Depreciable: 4552XXXXXX | 21751644 | LAND RIGHTS-FRENCH | 2005-08-09 | 2005-09-01 | 50507XFER
1 | 9986.11 | -84.2155 | 10070.3255 | 2024-12-01 | BH Colorado Electric Oper Co | Regulated Electric (122) | COE Elec 115kV Transmission Lines | 290 (T) Canon West Sub - Arequa Gulch Sub | 135002 | Land Rights - Non-Depreciable: 4552XXXXXX | 21751672 | LAND RIGHTS-MCMILLAN | 2005-08-09 | 2005-09-01 | 50507XFER
1 | 5468.89 | -36.6599 | 5505.5499 | 2024-12-01 | BH Colorado Electric Oper Co | Regulated Electric (122) | COE Elec 115kV Transmission Lines | 290 (T) Canon West Sub - Arequa Gulch Sub | 135002 | Land Rights - Non-Depreciable: 4552XXXXXX | 21751658 | EASEMENT-RAVEN ASHER | 2009-07-30 | 2009-09-01 | 50507XFER
1 | 13078.31 | -110.2928 | 13188.6028 | 2024-12-01 | BH Colorado Electric Oper Co | Regulated Electric (122) | COE Elec 115kV Transmission Lines | 290 (T) Canon West Sub - Arequa Gulch Sub | 135002 | Land Rights - Non-Depreciable: 4552XXXXXX | 21751651 | LAND RIGHTS-MCENULTY | 2005-08-09 | 2005-09-01 | 50507XFER
1 | 9030.87 | -76.1597 | 9107.0297 | 2024-12-01 | BH Colorado Electric Oper Co | Regulated Electric (122) | COE Elec 115kV Transmission Lines | 290 (T) Canon West Sub - Arequa Gulch Sub | 135002 | Land Rights - Non-Depreciable: 4552XXXXXX | 21751637 | LAND RIGHTS-KEDERICH | 2005-08-09 | 2005-09-01 | 50507XFER
1 | 897.57 | -6.0167 | 903.5867 | 2024-12-01 | BH Colorado Electric Oper Co | Regulated Electric (122) | COE Elec 115kV Transmission Lines | 290 (T) Canon West Sub - Arequa Gulch Sub | 135002 | Land Rights - Non-Depreciable: 4552XXXXXX | 21751710 | EASEMENT-WILLIAM TEZAK | 2009-07-30 | 2009-09-01 | 50507XFER
1 | 715.18 | -4.7941 | 719.9741 | 2024-12-01 | BH Colorado Electric Oper Co | Regulated Electric (122) | COE Elec 115kV Transmission Lines | 290 (T) Canon West Sub - Arequa Gulch Sub | 135002 | Land Rights - Non-Depreciable: 4552XXXXXX | 21751772 | EASEMENT-FORAKER | 2009-07-30 | 2009-09-01 | 50507XFER
1 | 3517.19 | -29.6614 | 3546.8514 | 2024-12-01 | BH Colorado Electric Oper Co | Regulated Electric (122) | COE Elec 115kV Transmission Lines | 290 (T) Canon West Sub - Arequa Gulch Sub | 135002 | Land Rights - Non-Depreciable: 4552XXXXXX | 21751609 | LAND RIGHTS-T ZIMMERMAN | 2005-08-09 | 2005-09-01 | 50507XFER
1 | 1834.51 | -15.4709 | 1849.9809 | 2024-12-01 | BH Colorado Electric Oper Co | Regulated Electric (122) | COE Elec 115kV Transmission Lines | 290 (T) Canon West Sub - Arequa Gulch Sub | 135002 | Land Rights - Non-Depreciable: 4552XXXXXX | 21751602 | LAND RIGHTS-ZIMMERMAN | 2005-08-09 | 2005-09-01 | 50507XFER
0 | 7233.72 | -48.4902 | 7282.2102 | 2024-12-01 | BH Colorado Electric Oper Co | Regulated Electric (122) | COE Elec 115kV Transmission Lines | 290 (T) Canon West Sub - Arequa Gulch Sub | 135002 | Land Rights - Non-Depreciable: 4552XXXXXX | 21751819 | EASEMENT-MCMILLIAN | 2009-07-30 | 2009-09-01 | 50507XFER
1 | 5238.69 | -35.1168 | 5273.8068 | 2024-12-01 | BH Colorado Electric Oper Co | Regulated Electric (122) | COE Elec 115kV Transmission Lines | 290 (T) Canon West Sub - Arequa Gulch Sub | 135002 | Land Rights - Non-Depreciable: 4552XXXXXX | 21751904 | EASEMENT-WANDA OLIVER | 2009-07-30 | 2009-09-01 | 50507XFER
1 | 12271.44 | -103.4882 | 12374.9282 | 2024-12-01 | BH Colorado Electric Oper Co | Regulated Electric (122) | COE Elec 115kV Transmission Lines | 290 (T) Canon West Sub - Arequa Gulch Sub | 135002 | Land Rights - Non-Depreciable: 4552XXXXXX | 21751616 | LAND RIGHTS-DANIS | 2005-08-09 | 2005-09-01 | 50507XFER
1 | 1069.15 | -9.0164 | 1078.1664 | 2024-12-01 | BH Colorado Electric Oper Co | Regulated Electric (122) | COE Elec 115kV Transmission Lines | 290 (T) Canon West Sub - Arequa Gulch Sub | 135002 | Land Rights - Non-Depreciable: 4552XXXXXX | 21751665 | LAND RIGHTS-UNGERMAN | 2005-08-09 | 2005-09-01 | 50507XFER
1 | 11521.87 | -97.1669 | 11619.0369 | 2024-12-01 | BH Colorado Electric Oper Co | Regulated Electric (122) | COE Elec 115kV Transmission Lines | 290 (T) Canon West Sub - Arequa Gulch Sub | 135002 | Land Rights - Non-Depreciable: 4552XXXXXX | 21751623 | LAND RIGHTS-CONNER | 2005-08-09 | 2005-09-01 | 50507XFER
1 | 7006.04 | -46.964 | 7053.004 | 2024-12-01 | BH Colorado Electric Oper Co | Regulated Electric (122) | COE Elec 115kV Transmission Lines | 290 (T) Canon West Sub - Arequa Gulch Sub | 135002 | Right-Of-Ways - Non-Depreciable: 4554XXXXXX | 21751696 | ROW-BURKETT | 2009-07-30 | 2009-09-01 | 50507XFER
1 | 50043.16 | -335.4573 | 50378.6173 | 2024-12-01 | BH Colorado Electric Oper Co | Regulated Electric (122) | COE Elec 115kV Transmission Lines | 290 (T) Canon West Sub - Arequa Gulch Sub | 135002 | Right-Of-Ways - Non-Depreciable: 4554XXXXXX | 21751868 | ROW-GALLOGY | 2009-07-30 | 2009-09-01 | 50507XFER
1 | 4443.46 | -29.7861 | 4473.2461 | 2024-12-01 | BH Colorado Electric Oper Co | Regulated Electric (122) | COE Elec 115kV Transmission Lines | 290 (T) Canon West Sub - Arequa Gulch Sub | 135002 | Right-Of-Ways - Non-Depreciable: 4554XXXXXX | 21751680 | ROW-KEDRICH | 2009-07-30 | 2009-09-01 | 50507XFER
290 | 123179.83 | 24091.5112 | 99088.3188 | 2024-12-01 | BH Colorado Electric Oper Co | Regulated Electric (122) | COE Elec 115kV Transmission Lines | 290 (T) Canon West Sub - Arequa Gulch Sub | 135500 | Anchors: 0140000000 | 21751805 | Anchors | 2009-07-30 | 2009-01-01 | 50507XFER
74 | 2323.08 | 1685.4841 | 637.5959 | 2024-12-01 | BH Colorado Electric Oper Co | Regulated Electric (122) | COE Elec 115kV Transmission Lines | 290 (T) Canon West Sub - Arequa Gulch Sub | 135500 | Crossarm Assemblies, Wood: 7914000000 | 21751576 | CROSSARM ASSEMBLIES, WOOD | 1967-07-01 | 1967-07-01 | 50507XFER
1 | 10.43 | 7.8306 | 2.5994 | 2024-12-01 | BH Colorado Electric Oper Co | Regulated Electric (122) | COE Elec 115kV Transmission Lines | 290 (T) Canon West Sub - Arequa Gulch Sub | 135500 | Crossarm Assemblies, Wood: 7914000000 | 21751569 | CROSSARM ASSEMBLIES, WOOD | 1965-07-01 | 1965-07-01 | 50507XFER
4 | 843.6 | 164.9913 | 678.6087 | 2024-12-01 | BH Colorado Electric Oper Co | Regulated Electric (122) | COE Elec 115kV Transmission Lines | 290 (T) Canon West Sub - Arequa Gulch Sub | 135500 | Crossarm, Steel: 2452000000 | 21751777 | CROSSARM, STEEL | 2009-07-30 | 2012-01-01 | 50507XFER
267 | 252645.88 | 49412.4812 | 203233.3988 | 2024-12-01 | BH Colorado Electric Oper Co | Regulated Electric (122) | COE Elec 115kV Transmission Lines | 290 (T) Canon West Sub - Arequa Gulch Sub | 135500 | Crossarm, Wood: 2451000000 | 21751926 | Crossarm, Wood | 2009-07-30 | 2009-01-01 | 50507XFER
0 | 0 | 0 | 0 | 2024-12-01 | BH Colorado Electric Oper Co | Regulated Electric (122) | COE Elec 115kV Transmission Lines | 290 (T) Canon West Sub - Arequa Gulch Sub | 135500 | Estimated Additions: 0010000000 | 38204616 | WO to replace damaged wood pole structure #65 on the 115kV Canon West - Arequa Gulch t-line. Smallworld ID 13072223. | 2023-09-29 | 2023-11-01 | 10083749
0 | 0 | 0 | 0 | 2024-12-01 | BH Colorado Electric Oper Co | Regulated Electric (122) | COE Elec 115kV Transmission Lines | 290 (T) Canon West Sub - Arequa Gulch Sub | 135500 | Estimated Additions: 0010000000 | 37229940 | This work order is for the replacement of Pole 13072402 . This pole is located between Canon west sub and Arequa Gulch. | 2022-12-09 | 2023-05-01 | 10081640
0 | 0 | 0 | 0 | 2024-12-01 | BH Colorado Electric Oper Co | Regulated Electric (122) | COE Elec 115kV Transmission Lines | 290 (T) Canon West Sub - Arequa Gulch Sub | 135500 | Estimated Additions: 0010000000 | 37932134 | WO to replace damaged wood pole structure #65 on the 115kV Canon West - Arequa Gulch t-line. Smallworld ID 13072223. | 2023-09-29 | 2023-09-01 | 10083749
0 | 0 | 0 | 0 | 2024-12-01 | BH Colorado Electric Oper Co | Regulated Electric (122) | COE Elec 115kV Transmission Lines | 290 (T) Canon West Sub - Arequa Gulch Sub | 135500 | Estimated Additions: 0010000000 | 33819040 | pole on canon west to victor 115 kV line broke and this is the work order to replace it | 2021-09-30 | 2021-09-01 | 10077317
0 | 0 | 0 | 0 | 2024-12-01 | BH Colorado Electric Oper Co | Regulated Electric (122) | COE Elec 115kV Transmission Lines | 290 (T) Canon West Sub - Arequa Gulch Sub | 135500 | Estimated Additions: 0010000000 | 35463088 | LiDAR remediation on the 115kV Arequa Gulch to Canon West transmission line | 2022-05-11 | 2022-05-01 | 10070589
0 | 0 | 0 | 0 | 2024-12-01 | BH Colorado Electric Oper Co | Regulated Electric (122) | COE Elec 115kV Transmission Lines | 290 (T) Canon West Sub - Arequa Gulch Sub | 135500 | Estimated Additions: 0010000000 | 38071715 | WO to replace damaged wood pole structure #65 on the 115kV Canon West - Arequa Gulch t-line. Smallworld ID 13072223. | 2023-09-29 | 2023-10-01 | 10083749
0 | 0 | 0 | 0 | 2024-12-01 | BH Colorado Electric Oper Co | Regulated Electric (122) | COE Elec 115kV Transmission Lines | 290 (T) Canon West Sub - Arequa Gulch Sub | 135500 | Estimated Additions: 0010000000 | 34060318 | pole on canon west to victor 115 kV line broke and this is the work order to replace it | 2021-09-30 | 2021-11-01 | 10077317
211 | 114042.15 | 22304.3637 | 91737.7863 | 2024-12-01 | BH Colorado Electric Oper Co | Regulated Electric (122) | COE Elec 115kV Transmission Lines | 290 (T) Canon West Sub - Arequa Gulch Sub | 135500 | Guys: 4060000000 | 21751933 | Guys | 2009-07-30 | 2009-01-01 | 50507XFER
29 | 115580.78 | 3646.0142 | 111934.7658 | 2024-12-01 | BH Colorado Electric Oper Co | Regulated Electric (122) | COE Elec 115kV Transmission Lines | 290 (T) Canon West Sub - Arequa Gulch Sub | 135500 | Guys: 4060000000 | 35951004 | Guys | 2022-05-11 | 2022-01-01 | 10070589
1 | 47556.16 | 9301.0338 | 38255.1262 | 2024-12-01 | BH Colorado Electric Oper Co | Regulated Electric (122) | COE Elec 115kV Transmission Lines | 290 (T) Canon West Sub - Arequa Gulch Sub | 135500 | Pole, Wood, 65' Or Greater: 6161650000 | 21751854 | Wood 1 Pole 100' | 2009-07-30 | 2009-01-01 | 50507XFER
1 | 51276.48 | 970.5151 | 50305.9649 | 2024-12-01 | BH Colorado Electric Oper Co | Regulated Electric (122) | COE Elec 115kV Transmission Lines | 290 (T) Canon West Sub - Arequa Gulch Sub | 135500 | Pole, Wood, 65' Or Greater: 6161650000 | 38666867 | Pole, Wood, 65' Or Greater | 2023-09-29 | 2023-01-01 | 10083749
3 | 65272.71 | 2882.6537 | 62390.0563 | 2024-12-01 | BH Colorado Electric Oper Co | Regulated Electric (122) | COE Elec 115kV Transmission Lines | 290 (T) Canon West Sub - Arequa Gulch Sub | 135500 | Pole, Wood, 65' Or Greater: 6161650000 | 34777890 | Pole, Wood, 65' Or Greater | 2021-09-30 | 2021-01-01 | 10077317
1 | 23542.99 | 742.6674 | 22800.3226 | 2024-12-01 | BH Colorado Electric Oper Co | Regulated Electric (122) | COE Elec 115kV Transmission Lines | 290 (T) Canon West Sub - Arequa Gulch Sub | 135500 | Pole, Wood, 65' Or Greater: 6161650000 | 37571174 | 80' Pole | 2022-12-09 | 2023-01-01 | 10081640
73 | 20786.67 | 15081.5306 | 5705.1394 | 2024-12-01 | BH Colorado Electric Oper Co | Regulated Electric (122) | COE Elec 115kV Transmission Lines | 290 (T) Canon West Sub - Arequa Gulch Sub | 135500 | Pole, Wood: 7911000000 | 21751590 | POLE, WOOD | 1967-07-01 | 1967-07-01 | 50507XFER
3 | 5400.44 | 1056.2181 | 4344.2219 | 2024-12-01 | BH Colorado Electric Oper Co | Regulated Electric (122) | COE Elec 115kV Transmission Lines | 290 (T) Canon West Sub - Arequa Gulch Sub | 135500 | Pole, Wood: 7911000000 | 21751722 | Pole, Wood | 2009-07-30 | 2009-01-01 | 50507XFER
3 | 850.19 | 166.2802 | 683.9098 | 2024-12-01 | BH Colorado Electric Oper Co | Regulated Electric (122) | COE Elec 115kV Transmission Lines | 290 (T) Canon West Sub - Arequa Gulch Sub | 135500 | Pole, Wood: 7911000000 | 21751765 | Pole, Wood | 2009-07-30 | 2009-09-01 | 50507XFER
3 | 135839.95 | 26567.5774 | 109272.3726 | 2024-12-01 | BH Colorado Electric Oper Co | Regulated Electric (122) | COE Elec 115kV Transmission Lines | 290 (T) Canon West Sub - Arequa Gulch Sub | 135500 | Wood 1 Pole 35': 7911013500 | 21751737 | Wood 1 Pole 35' | 2009-07-30 | 2009-09-01 | 50507XFER
1 | 112140.16 | 21932.3725 | 90207.7875 | 2024-12-01 | BH Colorado Electric Oper Co | Regulated Electric (122) | COE Elec 115kV Transmission Lines | 290 (T) Canon West Sub - Arequa Gulch Sub | 135500 | Wood 1 Pole 35': 7911013500 | 21751703 | Wood 1 Pole 35' | 2009-07-30 | 2009-09-01 | 50507XFER
3 | 117839.31 | 23047.0122 | 94792.2978 | 2024-12-01 | BH Colorado Electric Oper Co | Regulated Electric (122) | COE Elec 115kV Transmission Lines | 290 (T) Canon West Sub - Arequa Gulch Sub | 135500 | Wood 1 Pole 55': 7911015500 | 21751715 | Wood 1 Pole 50' | 2009-07-30 | 2009-09-01 | 50507XFER
3 | 139146.69 | 27214.3096 | 111932.3804 | 2024-12-01 | BH Colorado Electric Oper Co | Regulated Electric (122) | COE Elec 115kV Transmission Lines | 290 (T) Canon West Sub - Arequa Gulch Sub | 135500 | Wood 1 Pole 55': 7911015500 | 21751833 | Wood 1 Pole 55' | 2009-07-30 | 2009-01-01 | 50507XFER
15 | 140540.12 | 27486.8367 | 113053.2833 | 2024-12-01 | BH Colorado Electric Oper Co | Regulated Electric (122) | COE Elec 115kV Transmission Lines | 290 (T) Canon West Sub - Arequa Gulch Sub | 135500 | Wood 1 Pole 60': 7911016000 | 21751744 | Wood 1 Pole 60' | 2009-07-30 | 2009-09-01 | 50507XFER
15 | 111664.09 | 21839.2627 | 89824.8273 | 2024-12-01 | BH Colorado Electric Oper Co | Regulated Electric (122) | COE Elec 115kV Transmission Lines | 290 (T) Canon West Sub - Arequa Gulch Sub | 135500 | Wood 1 Pole 60': 7911016000 | 21751861 | Wood 1 Pole 60' | 2009-07-30 | 2009-09-01 | 50507XFER
18 | 808049.66 | 158038.3525 | 650011.3075 | 2024-12-01 | BH Colorado Electric Oper Co | Regulated Electric (122) | COE Elec 115kV Transmission Lines | 290 (T) Canon West Sub - Arequa Gulch Sub | 135500 | Wood 1 Pole 65': 7911016500 | 21751812 | Wood 1 Pole 65' | 2009-07-30 | 2009-09-01 | 50507XFER
54 | 1042453.21 | 203882.9988 | 838570.2112 | 2024-12-01 | BH Colorado Electric Oper Co | Regulated Electric (122) | COE Elec 115kV Transmission Lines | 290 (T) Canon West Sub - Arequa Gulch Sub | 135500 | Wood 1 Pole 70': 7911017000 | 21751758 | Wood 1 Pole 70' | 2009-07-30 | 2009-09-01 | 50507XFER
68 | 960064.59 | 187769.4325 | 772295.1575 | 2024-12-01 | BH Colorado Electric Oper Co | Regulated Electric (122) | COE Elec 115kV Transmission Lines | 290 (T) Canon West Sub - Arequa Gulch Sub | 135500 | Wood 1 Pole 75': 7911017500 | 21751875 | Wood 1 Pole 75' | 2009-07-30 | 2009-09-01 | 50507XFER
51 | 387813.49 | 75848.5624 | 311964.9276 | 2024-12-01 | BH Colorado Electric Oper Co | Regulated Electric (122) | COE Elec 115kV Transmission Lines | 290 (T) Canon West Sub - Arequa Gulch Sub | 135500 | Wood 1 Pole 80': 7911018000 | 21751784 | Wood 1 Pole 80' | 2009-07-30 | 2009-09-01 | 50507XFER
18 | 277218.67 | 54218.4275 | 223000.2425 | 2024-12-01 | BH Colorado Electric Oper Co | Regulated Electric (122) | COE Elec 115kV Transmission Lines | 290 (T) Canon West Sub - Arequa Gulch Sub | 135500 | Wood 1 Pole 85': 7911018500 | 21751689 | Wood 1 Pole 85' | 2009-07-30 | 2009-09-01 | 50507XFER
6 | 258572.18 | 50571.547 | 208000.633 | 2024-12-01 | BH Colorado Electric Oper Co | Regulated Electric (122) | COE Elec 115kV Transmission Lines | 290 (T) Canon West Sub - Arequa Gulch Sub | 135500 | Wood 1 Pole 90': 7911019000 | 21751798 | Wood 1 Pole 90' | 2009-07-30 | 2009-09-01 | 50507XFER
6 | 140705.29 | 27519.1406 | 113186.1494 | 2024-12-01 | BH Colorado Electric Oper Co | Regulated Electric (122) | COE Elec 115kV Transmission Lines | 290 (T) Canon West Sub - Arequa Gulch Sub | 135500 | Wood 1 Pole 95': 7911019500 | 21751791 | Wood 1 Pole 95' | 2009-07-30 | 2009-09-01 | 50507XFER
179 | 145106.48 | 33872.6714 | 111233.8086 | 2024-12-01 | BH Colorado Electric Oper Co | Regulated Electric (122) | COE Elec 115kV Transmission Lines | 290 (T) Canon West Sub - Arequa Gulch Sub | 135600 | Arrester - 0-10,000 Volts: 0210100000 | 21751751 | Arrester - Other | 2009-07-30 | 2009-01-01 | 50507XFER
4850 | 115141.53 | 26877.857 | 88263.673 | 2024-12-01 | BH Colorado Electric Oper Co | Regulated Electric (122) | COE Elec 115kV Transmission Lines | 290 (T) Canon West Sub - Arequa Gulch Sub | 135600 | Conductor, Oh Acsr Bare 4: 1681030000 | 21751911 | Conductor, Oh Acsr Bare 4 | 2009-07-30 | 2009-01-01 | 50507XFER
283 | 5341.23 | 1246.8205 | 4094.4095 | 2024-12-01 | BH Colorado Electric Oper Co | Regulated Electric (122) | COE Elec 115kV Transmission Lines | 290 (T) Canon West Sub - Arequa Gulch Sub | 135600 | Conductor, Oh Acsr Bare 477 Mcm: 1681090000 | 21751890 | Conductor, Oh Acsr Bare 477 Mcm | 2009-07-30 | 2009-01-01 | 50507XFER
480323 | 4026352.87 | 939884.475 | 3086468.395 | 2024-12-01 | BH Colorado Electric Oper Co | Regulated Electric (122) | COE Elec 115kV Transmission Lines | 290 (T) Canon West Sub - Arequa Gulch Sub | 135600 | Conductor, Oh Acsr Poly/WP 266.8Mcm: 1682080000 | 21751897 | Conductor, Oh Acsr Poly 266.8Mcm | 2009-07-30 | 2009-01-01 | 50507XFER
2378 | 1672455.67 | 390406.6956 | 1282048.9744 | 2024-12-01 | BH Colorado Electric Oper Co | Regulated Electric (122) | COE Elec 115kV Transmission Lines | 290 (T) Canon West Sub - Arequa Gulch Sub | 135600 | Insulator, 115KV: | 21751847 | Insulator, 115KV | 2009-07-30 | 2009-01-01 | 50507XFER
12 | 2132.42 | 497.7776 | 1634.6424 | 2024-12-01 | BH Colorado Electric Oper Co | Regulated Electric (122) | COE Elec 115kV Transmission Lines | 290 (T) Canon West Sub - Arequa Gulch Sub | 135600 | Insulator, 230kv: | 21751940 | Insulator, 230kv | 2009-07-30 | 2009-01-01 | 50507XFER
4145 | 1716646.06 | 400722.2002 | 1315923.8598 | 2024-12-01 | BH Colorado Electric Oper Co | Regulated Electric (122) | COE Elec 115kV Transmission Lines | 290 (T) Canon West Sub - Arequa Gulch Sub | 135600 | Insulator: | 21751918 | Insulator | 2009-07-30 | 2009-01-01 | 50507XFER
55436 | 5485.9 | 7259.51 | -1773.61 | 2024-12-01 | BH Colorado Electric Oper Co | Regulated Electric (122) | COE Elec 115kV Transmission Lines | 290 (T) Canon West Sub - Arequa Gulch Sub | 135600 | Static Wire (Transmission Lines): 1682000000 | 21751555 | STATIC WIRE (TRANSMISSION LINES) | 1936-07-01 | 1936-07-01 | 50507XFER
32184 | 4100.39 | 3550.7818 | 549.6082 | 2024-12-01 | BH Colorado Electric Oper Co | Regulated Electric (122) | COE Elec 115kV Transmission Lines | 290 (T) Canon West Sub - Arequa Gulch Sub | 135600 | Static Wire (Transmission Lines): 1682000000 | 21751583 | STATIC WIRE (TRANSMISSION LINE | 1967-07-01 | 1967-07-01 | 50507XFER
19095 | 2650.72 | 2375.2655 | 275.4545 | 2024-12-01 | BH Colorado Electric Oper Co | Regulated Electric (122) | COE Elec 115kV Transmission Lines | 290 (T) Canon West Sub - Arequa Gulch Sub | 135600 | Static Wire (Transmission Lines): 1682000000 | 21751562 | STATIC WIRE (TRANSMISSION LINE | 1965-07-01 | 1965-07-01 | 50507XFER
13805 | 3835.32 | 895.2911 | 2940.0289 | 2024-12-01 | BH Colorado Electric Oper Co | Regulated Electric (122) | COE Elec 115kV Transmission Lines | 290 (T) Canon West Sub - Arequa Gulch Sub | 135600 | Static Wire (Transmission Lines): 1682000000 | 21751729 | Static Wire (Transmission Lines) | 2009-07-30 | 2009-01-01 | 50507XFER
1 | 25 | -0.79456 | 25.7946 | 2024-12-01 | BH Colorado Electric Oper Co | Regulated Electric (122) | COE Elec 115kV Transmission Lines | 295 (T) Airport Memorial to Reade | 135002 | Land Rights - Non-Depreciable: 4552XXXXXX | 21751027 | T-LIN S35 T21 R61 | 1951-07-01 | 1951-07-01 | 50507XFER
1 | 87.55 | -2.2152 | 89.7652 | 2024-12-01 | BH Colorado Electric Oper Co | Regulated Electric (122) | COE Elec 115kV Transmission Lines | 295 (T) Airport Memorial to Reade | 135002 | Land Rights - Non-Depreciable: 4552XXXXXX | 21751116 | T-LIN S06 T21 R63 | 1966-07-01 | 1966-07-01 | 50507XFER
4 | 139.11 | -4.2413 | 143.3513 | 2024-12-01 | BH Colorado Electric Oper Co | Regulated Electric (122) | COE Elec 115kV Transmission Lines | 295 (T) Airport Memorial to Reade | 135002 | Land Rights - Non-Depreciable: 4552XXXXXX | 21751073 | T-LIN S17 T21 R61 | 1954-07-01 | 1954-07-01 | 50507XFER
5 | 136.95 | -3.4651 | 140.4151 | 2024-12-01 | BH Colorado Electric Oper Co | Regulated Electric (122) | COE Elec 115kV Transmission Lines | 295 (T) Airport Memorial to Reade | 135002 | Land Rights - Non-Depreciable: 4552XXXXXX | 21751135 | T-LIN S03 T21 R64 | 1966-07-01 | 1966-07-01 | 50507XFER
1 | 10.08 | -0.30733 | 10.3873 | 2024-12-01 | BH Colorado Electric Oper Co | Regulated Electric (122) | COE Elec 115kV Transmission Lines | 295 (T) Airport Memorial to Reade | 135002 | Land Rights - Non-Depreciable: 4552XXXXXX | 21751056 | T-LIN S05 T21 R60 | 1954-07-01 | 1954-07-01 | 50507XFER
3 | 1831.02 | -37.614 | 1868.634 | 2024-12-01 | BH Colorado Electric Oper Co | Regulated Electric (122) | COE Elec 115kV Transmission Lines | 295 (T) Airport Memorial to Reade | 135002 | Land Rights - Non-Depreciable: 4552XXXXXX | 21751085 | T-LIN S25 T21 R57 | 1977-07-01 | 1977-07-01 | 50507XFER
1 | 132 | -3.28 | 135.28 | 2024-12-01 | BH Colorado Electric Oper Co | Regulated Electric (122) | COE Elec 115kV Transmission Lines | 295 (T) Airport Memorial to Reade | 135002 | Land Rights - Non-Depreciable: 4552XXXXXX | 21751140 | T-LIN S05 T21 R63 | 1967-07-01 | 1967-07-01 | 50507XFER
1 | 801.55 | -16.466 | 818.016 | 2024-12-01 | BH Colorado Electric Oper Co | Regulated Electric (122) | COE Elec 115kV Transmission Lines | 295 (T) Airport Memorial to Reade | 135002 | Land Rights - Non-Depreciable: 4552XXXXXX | 21751229 | T-LIN S08 T22 R57 | 1977-07-01 | 1977-07-01 | 50507XFER
2 | 2076.94 | -42.6659 | 2119.6059 | 2024-12-01 | BH Colorado Electric Oper Co | Regulated Electric (122) | COE Elec 115kV Transmission Lines | 295 (T) Airport Memorial to Reade | 135002 | Land Rights - Non-Depreciable: 4552XXXXXX | 21751241 | T-LIN S09 T22 R57 | 1977-07-01 | 1977-07-01 | 50507XFER
1 | 1162.53 | -23.8814 | 1186.4114 | 2024-12-01 | BH Colorado Electric Oper Co | Regulated Electric (122) | COE Elec 115kV Transmission Lines | 295 (T) Airport Memorial to Reade | 135002 | Land Rights - Non-Depreciable: 4552XXXXXX | 21751222 | T-LIN S23 T22 R58 | 1977-07-01 | 1977-07-01 | 50507XFER
1 | 94.42 | -2.5521 | 96.9721 | 2024-12-01 | BH Colorado Electric Oper Co | Regulated Electric (122) | COE Elec 115kV Transmission Lines | 295 (T) Airport Memorial to Reade | 135002 | Land Rights - Non-Depreciable: 4552XXXXXX | 21751111 | T-LIN S04 T21 R62 | 1962-07-01 | 1962-07-01 | 50507XFER
1 | 15.12 | -0.46099 | 15.581 | 2024-12-01 | BH Colorado Electric Oper Co | Regulated Electric (122) | COE Elec 115kV Transmission Lines | 295 (T) Airport Memorial to Reade | 135002 | Land Rights - Non-Depreciable: 4552XXXXXX | 21751106 | T-LIN S21 T21 R61 | 1954-07-01 | 1954-07-01 | 50507XFER
1 | 25.2 | -0.76832 | 25.9683 | 2024-12-01 | BH Colorado Electric Oper Co | Regulated Electric (122) | COE Elec 115kV Transmission Lines | 295 (T) Airport Memorial to Reade | 135002 | Land Rights - Non-Depreciable: 4552XXXXXX | 21751051 | T-LIN S35 T21 R61 | 1954-07-01 | 1954-07-01 | 50507XFER
1 | 20.16 | -0.61466 | 20.7747 | 2024-12-01 | BH Colorado Electric Oper Co | Regulated Electric (122) | COE Elec 115kV Transmission Lines | 295 (T) Airport Memorial to Reade | 135002 | Land Rights - Non-Depreciable: 4552XXXXXX | 21751068 | T-LIN S18 T21 R61 | 1954-07-01 | 1954-07-01 | 50507XFER
2 | 80.63 | -2.4583 | 83.0883 | 2024-12-01 | BH Colorado Electric Oper Co | Regulated Electric (122) | COE Elec 115kV Transmission Lines | 295 (T) Airport Memorial to Reade | 135002 | Land Rights - Non-Depreciable: 4552XXXXXX | 21751046 | T-LIN S05 T22 R60 | 1954-07-01 | 1954-07-01 | 50507XFER
2 | 1727.96 | -35.4969 | 1763.4569 | 2024-12-01 | BH Colorado Electric Oper Co | Regulated Electric (122) | COE Elec 115kV Transmission Lines | 295 (T) Airport Memorial to Reade | 135002 | Land Rights - Non-Depreciable: 4552XXXXXX | 21751173 | T-LIN S12 T22 R58 | 1977-07-01 | 1977-07-01 | 50507XFER
1 | 589.5 | -22.05 | 611.55 | 2024-12-01 | BH Colorado Electric Oper Co | Regulated Electric (122) | COE Elec 115kV Transmission Lines | 295 (T) Airport Memorial to Reade | 135002 | Land Rights - Non-Depreciable: 4552XXXXXX | 21750997 | T-LIN S09 T22 R57 | 1938-07-01 | 1938-07-01 | 50507XFER
1 | 10.92 | -0.4 | 11.32 | 2024-12-01 | BH Colorado Electric Oper Co | Regulated Electric (122) | COE Elec 115kV Transmission Lines | 295 (T) Airport Memorial to Reade | 135002 | Land Rights - Non-Depreciable: 4552XXXXXX | 21751004 | T-LIN S09 T22 R57 | 1939-07-01 | 1939-07-01 | 50507XFER
2 | 500 | -17.8408 | 517.8408 | 2024-12-01 | BH Colorado Electric Oper Co | Regulated Electric (122) | COE Elec 115kV Transmission Lines | 295 (T) Airport Memorial to Reade | 135002 | Land Rights - Non-Depreciable: 4552XXXXXX | 21751015 | T-LIN S09 T22 R57 | 1942-07-01 | 1942-07-01 | 50507XFER
1 | 801.55 | -16.466 | 818.016 | 2024-12-01 | BH Colorado Electric Oper Co | Regulated Electric (122) | COE Elec 115kV Transmission Lines | 295 (T) Airport Memorial to Reade | 135002 | Land Rights - Non-Depreciable: 4552XXXXXX | 21751187 | T-LIN S01 T22 R57 | 1977-07-01 | 1977-07-01 | 50507XFER
1 | 101.8 | -3.2354 | 105.0354 | 2024-12-01 | BH Colorado Electric Oper Co | Regulated Electric (122) | COE Elec 115kV Transmission Lines | 295 (T) Airport Memorial to Reade | 135002 | Land Rights - Non-Depreciable: 4552XXXXXX | 21751032 | T-LIN S18 T21 R61 | 1951-07-01 | 1951-07-01 | 50507XFER
8 | 215.22 | -5.4455 | 220.6655 | 2024-12-01 | BH Colorado Electric Oper Co | Regulated Electric (122) | COE Elec 115kV Transmission Lines | 295 (T) Airport Memorial to Reade | 135002 | Land Rights - Non-Depreciable: 4552XXXXXX | 21751128 | T-LIN S02 T21 R64 | 1966-07-01 | 1966-07-01 | 50507XFER
11 | 373.58 | -9.4523 | 383.0323 | 2024-12-01 | BH Colorado Electric Oper Co | Regulated Electric (122) | COE Elec 115kV Transmission Lines | 295 (T) Airport Memorial to Reade | 135002 | Land Rights - Non-Depreciable: 4552XXXXXX | 21751121 | T-LIN S05 T21 R63 | 1966-07-01 | 1966-07-01 | 50507XFER
1 | 151.17 | -4.609 | 155.779 | 2024-12-01 | BH Colorado Electric Oper Co | Regulated Electric (122) | COE Elec 115kV Transmission Lines | 295 (T) Airport Memorial to Reade | 135002 | Land Rights - Non-Depreciable: 4552XXXXXX | 21751061 | T-LIN S16 T21 R61 | 1954-07-01 | 1954-07-01 | 50507XFER
1 | 801.55 | -16.466 | 818.016 | 2024-12-01 | BH Colorado Electric Oper Co | Regulated Electric (122) | COE Elec 115kV Transmission Lines | 295 (T) Airport Memorial to Reade | 135002 | Land Rights - Non-Depreciable: 4552XXXXXX | 21751180 | T-LIN S12 T22 R57 | 1977-07-01 | 1977-07-01 | 50507XFER
2 | 1268.03 | -47.9838 | 1316.0138 | 2024-12-01 | BH Colorado Electric Oper Co | Regulated Electric (122) | COE Elec 115kV Transmission Lines | 295 (T) Airport Memorial to Reade | 135002 | Land Rights - Non-Depreciable: 4552XXXXXX | 21750990 | T-LIN S09 T22 R57 | 1937-07-01 | 1937-07-01 | 50507XFER
1 | 1275.39 | -26.1999 | 1301.5899 | 2024-12-01 | BH Colorado Electric Oper Co | Regulated Electric (122) | COE Elec 115kV Transmission Lines | 295 (T) Airport Memorial to Reade | 135002 | Land Rights - Non-Depreciable: 4552XXXXXX | 21751194 | T-LIN S10 T22 R57 | 1977-07-01 | 1977-07-01 | 50507XFER
3 | 686.77 | -16.4834 | 703.2534 | 2024-12-01 | BH Colorado Electric Oper Co | Regulated Electric (122) | COE Elec 115kV Transmission Lines | 295 (T) Airport Memorial to Reade | 135002 | Land Rights - Non-Depreciable: 4552XXXXXX | 21751145 | T-LIN S26 T22 R58 | 1969-07-01 | 1969-07-01 | 50507XFER
1 | 268.04 | -5.6222 | 273.6622 | 2024-12-01 | BH Colorado Electric Oper Co | Regulated Electric (122) | COE Elec 115kV Transmission Lines | 295 (T) Airport Memorial to Reade | 135002 | Land Rights - Non-Depreciable: 4552XXXXXX | 21751152 | T-LIN S08 T21 R64 | 1976-07-01 | 1976-07-01 | 50507XFER
1 | 109.05 | -2.2402 | 111.2902 | 2024-12-01 | BH Colorado Electric Oper Co | Regulated Electric (122) | COE Elec 115kV Transmission Lines | 295 (T) Airport Memorial to Reade | 135002 | Land Rights - Non-Depreciable: 4552XXXXXX | 21751236 | T-LIN S11 T22 R58 | 1977-07-01 | 1977-07-01 | 50507XFER
2 | 166.86 | -5.0874 | 171.9474 | 2024-12-01 | BH Colorado Electric Oper Co | Regulated Electric (122) | COE Elec 115kV Transmission Lines | 295 (T) Airport Memorial to Reade | 135002 | Land Rights - Non-Depreciable: 4552XXXXXX | 21751039 | T-LIN S36 T21 R61 | 1954-07-01 | 1954-07-01 | 50507XFER
1 | 878.84 | -18.4339 | 897.2739 | 2024-12-01 | BH Colorado Electric Oper Co | Regulated Electric (122) | COE Elec 115kV Transmission Lines | 295 (T) Airport Memorial to Reade | 135002 | Land Rights - Non-Depreciable: 4552XXXXXX | 21751159 | T-LIN S07 T21 R64 | 1976-07-01 | 1976-07-01 | 50507XFER
1 | 50.39 | -1.5363 | 51.9263 | 2024-12-01 | BH Colorado Electric Oper Co | Regulated Electric (122) | COE Elec 115kV Transmission Lines | 295 (T) Airport Memorial to Reade | 135002 | Land Rights - Non-Depreciable: 4552XXXXXX | 21751080 | T-LIN S32 T21 R60 | 1954-07-01 | 1954-07-01 | 50507XFER
1 | 4.1 | -0.14503 | 4.245 | 2024-12-01 | BH Colorado Electric Oper Co | Regulated Electric (122) | COE Elec 115kV Transmission Lines | 295 (T) Airport Memorial to Reade | 135002 | Land Rights - Non-Depreciable: 4552XXXXXX | 21751022 | TRANS LINE | 1943-07-01 | 1943-07-01 | 50507XFER
1 | 801.55 | -16.466 | 818.016 | 2024-12-01 | BH Colorado Electric Oper Co | Regulated Electric (122) | COE Elec 115kV Transmission Lines | 295 (T) Airport Memorial to Reade | 135002 | Land Rights - Non-Depreciable: 4552XXXXXX | 21751208 | T-LIN S36 T21 R57 | 1977-07-01 | 1977-07-01 | 50507XFER
1 | 842.99 | -17.3172 | 860.3072 | 2024-12-01 | BH Colorado Electric Oper Co | Regulated Electric (122) | COE Elec 115kV Transmission Lines | 295 (T) Airport Memorial to Reade | 135002 | Land Rights - Non-Depreciable: 4552XXXXXX | 21751092 | T-LIN S07 T22 R57 | 1977-07-01 | 1977-07-01 | 50507XFER
3 | 1497.31 | -30.7587 | 1528.0687 | 2024-12-01 | BH Colorado Electric Oper Co | Regulated Electric (122) | COE Elec 115kV Transmission Lines | 295 (T) Airport Memorial to Reade | 135002 | Land Rights - Non-Depreciable: 4552XXXXXX | 21751201 | T-LIN S24 T21 R57 | 1977-07-01 | 1977-07-01 | 50507XFER
3 | 2048.04 | -42.0722 | 2090.1122 | 2024-12-01 | BH Colorado Electric Oper Co | Regulated Electric (122) | COE Elec 115kV Transmission Lines | 295 (T) Airport Memorial to Reade | 135002 | Land Rights - Non-Depreciable: 4552XXXXXX | 21751166 | T-LIN S11 T22 R57 | 1977-07-01 | 1977-07-01 | 50507XFER
4 | 2627.69 | -53.9797 | 2681.6697 | 2024-12-01 | BH Colorado Electric Oper Co | Regulated Electric (122) | COE Elec 115kV Transmission Lines | 295 (T) Airport Memorial to Reade | 135002 | Land Rights - Non-Depreciable: 4552XXXXXX | 21751215 | T-LIN S14 T22 R58 | 1977-07-01 | 1977-07-01 | 50507XFER
1 | 25 | -0.9 | 25.9 | 2024-12-01 | BH Colorado Electric Oper Co | Regulated Electric (122) | COE Elec 115kV Transmission Lines | 295 (T) Airport Memorial to Reade | 135002 | Land Rights - Non-Depreciable: 4552XXXXXX | 21751009 | T-LIN S09 T22 R57 | 1941-07-01 | 1941-07-01 | 50507XFER
4 | 106.83 | -3.2571 | 110.0871 | 2024-12-01 | BH Colorado Electric Oper Co | Regulated Electric (122) | COE Elec 115kV Transmission Lines | 295 (T) Airport Memorial to Reade | 135002 | Land Rights - Non-Depreciable: 4552XXXXXX | 21751099 | T-LIN S31 T21 R60 | 1954-07-01 | 1954-07-01 | 50507XFER
1 | 54969.38 | -368.4795 | 55337.8595 | 2024-12-01 | BH Colorado Electric Oper Co | Regulated Electric (122) | COE Elec 115kV Transmission Lines | 295 (T) Airport Memorial to Reade | 135002 | Right-Of-Ways - Non-Depreciable: 4554XXXXXX | 21751276 | ROW-PHILLIPS | 2009-07-17 | 2009-07-01 | 50507XFER
1 | 9722.89 | -65.176 | 9788.066 | 2024-12-01 | BH Colorado Electric Oper Co | Regulated Electric (122) | COE Elec 115kV Transmission Lines | 295 (T) Airport Memorial to Reade | 135002 | Right-Of-Ways - Non-Depreciable: 4554XXXXXX | 21751297 | ROW-BRITTAIN | 2009-07-17 | 2009-07-01 | 50507XFER
1 | 20312.41 | -136.1614 | 20448.5714 | 2024-12-01 | BH Colorado Electric Oper Co | Regulated Electric (122) | COE Elec 115kV Transmission Lines | 295 (T) Airport Memorial to Reade | 135002 | Right-Of-Ways - Non-Depreciable: 4554XXXXXX | 21751255 | ROW-STOCKTON | 2009-07-17 | 2009-07-01 | 50507XFER
1 | 29757.02 | -199.472 | 29956.492 | 2024-12-01 | BH Colorado Electric Oper Co | Regulated Electric (122) | COE Elec 115kV Transmission Lines | 295 (T) Airport Memorial to Reade | 135002 | Right-Of-Ways - Non-Depreciable: 4554XXXXXX | 21751248 | ROW-CARTER | 2009-07-17 | 2009-07-01 | 50507XFER
1 | 7466.24 | -50.0489 | 7516.2889 | 2024-12-01 | BH Colorado Electric Oper Co | Regulated Electric (122) | COE Elec 115kV Transmission Lines | 295 (T) Airport Memorial to Reade | 135002 | Right-Of-Ways - Non-Depreciable: 4554XXXXXX | 21751269 | ROW-BIGGERSTAFF | 2009-07-17 | 2009-07-01 | 50507XFER
1 | 25287.79 | -169.5132 | 25457.3032 | 2024-12-01 | BH Colorado Electric Oper Co | Regulated Electric (122) | COE Elec 115kV Transmission Lines | 295 (T) Airport Memorial to Reade | 135002 | Right-Of-Ways - Non-Depreciable: 4554XXXXXX | 21751290 | ROW-MIKETA1 | 2009-07-17 | 2009-07-01 | 50507XFER
1 | 12643.89 | -84.7565 | 12728.6465 | 2024-12-01 | BH Colorado Electric Oper Co | Regulated Electric (122) | COE Elec 115kV Transmission Lines | 295 (T) Airport Memorial to Reade | 135002 | Right-Of-Ways - Non-Depreciable: 4554XXXXXX | 21751262 | ROW-GENOVA | 2009-07-17 | 2009-07-01 | 50507XFER
1 | 50575.59 | -339.0264 | 50914.6164 | 2024-12-01 | BH Colorado Electric Oper Co | Regulated Electric (122) | COE Elec 115kV Transmission Lines | 295 (T) Airport Memorial to Reade | 135002 | Right-Of-Ways - Non-Depreciable: 4554XXXXXX | 21751283 | ROW-MARTINEZ | 2009-07-17 | 2009-07-01 | 50507XFER
834 | 84592.96 | 15477.2912 | 69115.6688 | 2024-12-01 | BH Colorado Electric Oper Co | Regulated Electric (122) | COE Elec 115kV Transmission Lines | 295 (T) Airport Memorial to Reade | 135500 | Anchors: 0140000000 | 21751311 | ANCHORS | 2010-06-01 | 2010-01-01 | 50507XFER
27 | 48784.5 | 8925.7063 | 39858.7937 | 2024-12-01 | BH Colorado Electric Oper Co | Regulated Electric (122) | COE Elec 115kV Transmission Lines | 295 (T) Airport Memorial to Reade | 135500 | Crossarm Assemblies, Wood: 7914000000 | 21751332 | Crossarm Assemblies, Wood | 2010-06-01 | 2010-06-01 | 50507XFER
123 | 49497.87 | 9056.2258 | 40441.6442 | 2024-12-01 | BH Colorado Electric Oper Co | Regulated Electric (122) | COE Elec 115kV Transmission Lines | 295 (T) Airport Memorial to Reade | 135500 | Guys: 4060000000 | 21751396 | Guys | 2010-06-01 | 2010-01-01 | 50507XFER
1 | 1396.18 | 255.4478 | 1140.7322 | 2024-12-01 | BH Colorado Electric Oper Co | Regulated Electric (122) | COE Elec 115kV Transmission Lines | 295 (T) Airport Memorial to Reade | 135500 | Pole, Other, 41' - 50': | 21751367 | POLE, WOOD 50 FOOT | 2010-06-01 | 2010-01-01 | 50507XFER
4 | 2366.07 | 432.9007 | 1933.1693 | 2024-12-01 | BH Colorado Electric Oper Co | Regulated Electric (122) | COE Elec 115kV Transmission Lines | 295 (T) Airport Memorial to Reade | 135500 | Pole, Wood, 30' - 40': 6161400000 | 21751346 | POLE WOOD 40 FOOT | 2010-06-01 | 2010-01-01 | 50507XFER
8 | 12145.9 | 2222.2373 | 9923.6627 | 2024-12-01 | BH Colorado Electric Oper Co | Regulated Electric (122) | COE Elec 115kV Transmission Lines | 295 (T) Airport Memorial to Reade | 135500 | Pole, Wood, 60': 6161600000 | 21751325 | POLE WOOD 60 FOOT | 2010-06-01 | 2010-01-01 | 50507XFER
318 | 1152849.66 | 210927.5988 | 941922.0612 | 2024-12-01 | BH Colorado Electric Oper Co | Regulated Electric (122) | COE Elec 115kV Transmission Lines | 295 (T) Airport Memorial to Reade | 135500 | Pole, Wood, 65' Or Greater: 6161650000 | 21751339 | POLE, WOOD 65 FOOT | 2010-06-01 | 2010-01-01 | 50507XFER
203 | 294811.72 | 53939.3213 | 240872.3987 | 2024-12-01 | BH Colorado Electric Oper Co | Regulated Electric (122) | COE Elec 115kV Transmission Lines | 295 (T) Airport Memorial to Reade | 135500 | Pole, Wood: 7911000000 | 21751374 | Pole, Wood | 2010-06-01 | 2010-06-01 | 50507XFER
25 | 2638.81 | 576.2449 | 2062.5651 | 2024-12-01 | BH Colorado Electric Oper Co | Regulated Electric (122) | COE Elec 115kV Transmission Lines | 295 (T) Airport Memorial to Reade | 135600 | Conductor, Oh Acsr Bare 6: 1681020000 | 21751483 | CONDUCTOR, OH COPPER BARE # 6 | 2010-06-01 | 2010-01-01 | 50507XFER
296402 | 810298.89 | 176947.4076 | 633351.4824 | 2024-12-01 | BH Colorado Electric Oper Co | Regulated Electric (122) | COE Elec 115kV Transmission Lines | 295 (T) Airport Memorial to Reade | 135600 | Conductor, Oh Acsr Bare 795 Mcm: 1681097950 | 21751353 | Conductor, Oh Acsr Bare 795 Mcm | 2010-06-01 | 2010-01-01 | 50507XFER
1950 | 20617.52 | 4502.3099 | 16115.2101 | 2024-12-01 | BH Colorado Electric Oper Co | Regulated Electric (122) | COE Elec 115kV Transmission Lines | 295 (T) Airport Memorial to Reade | 135600 | Conductor, Oh Copper Bare 4: 1683030000 | 21751474 | CONDUCTOR, OH COPPER BARE # 4 | 2010-06-01 | 2010-01-01 | 50507XFER
813 | 293581.91 | 64110.3654 | 229471.5446 | 2024-12-01 | BH Colorado Electric Oper Co | Regulated Electric (122) | COE Elec 115kV Transmission Lines | 295 (T) Airport Memorial to Reade | 135600 | Insulator, 115KV: | 21751457 | INSULATOR, HORIZONTAL LINE POST, 115KV | 2010-06-01 | 2010-01-01 | 50507XFER
278 | 18917.17 | 4130.9994 | 14786.1706 | 2024-12-01 | BH Colorado Electric Oper Co | Regulated Electric (122) | COE Elec 115kV Transmission Lines | 295 (T) Airport Memorial to Reade | 135600 | Insulator: | 21751360 | INSULATORS, STRAIN GUY | 2010-06-01 | 2010-01-01 | 50507XFER
6 | 1521.3 | 332.2109 | 1189.0891 | 2024-12-01 | BH Colorado Electric Oper Co | Regulated Electric (122) | COE Elec 115kV Transmission Lines | 295 (T) Airport Memorial to Reade | 135600 | Insulators-Pin & Cap-15kv: 4271015000 | 21751388 | INSULATOR, PIN TYPE 15KV | 2010-06-01 | 2010-01-01 | 50507XFER
3 | 8936.61 | 1951.5144 | 6985.0956 | 2024-12-01 | BH Colorado Electric Oper Co | Regulated Electric (122) | COE Elec 115kV Transmission Lines | 295 (T) Airport Memorial to Reade | 135600 | Insulators-Post-69kv: 4272069000 | 21751381 | INSULATOR, HORIZONTAL LINE POST, 69KV | 2010-06-01 | 2010-01-01 | 50507XFER
384 | 295312.4 | 64488.2577 | 230824.1423 | 2024-12-01 | BH Colorado Electric Oper Co | Regulated Electric (122) | COE Elec 115kV Transmission Lines | 295 (T) Airport Memorial to Reade | 135600 | Post Insulators: 4272000000 | 21751304 | Post Insulators | 2010-06-01 | 2010-01-01 | 50507XFER
143705 | 82009.68 | 17908.7007 | 64100.9793 | 2024-12-01 | BH Colorado Electric Oper Co | Regulated Electric (122) | COE Elec 115kV Transmission Lines | 295 (T) Airport Memorial to Reade | 135600 | Static Wire (Transmission Lines): 1682000000 | 21751493 | Static Wire (Transmission Lines) | 2010-06-01 | 2010-01-01 | 50507XFER
2374 | 139982.23 | 30568.3409 | 109413.8891 | 2024-12-01 | BH Colorado Electric Oper Co | Regulated Electric (122) | COE Elec 115kV Transmission Lines | 295 (T) Airport Memorial to Reade | 135600 | Suspension Insulators: 4273000000 | 21751318 | INSULATORS, SUSPENSION | 2010-06-01 | 2010-01-01 | 50507XFER
1 | 180994.27 | -978.4496 | 181972.7196 | 2024-12-01 | BH Colorado Electric Oper Co | Regulated Electric (122) | COE Elec 115kV Transmission Lines | 296 (T) Reader-Rattle Snake Butte | 135002 | Right-Of-Ways - Non-Depreciable: 4554XXXXXX | 21750969 | ROW: STATE OF COLORADO | 2012-10-11 | 2012-11-01 | 50507XFER
336 | 491125.77 | 77463.2099 | 413662.5601 | 2024-12-01 | BH Colorado Electric Oper Co | Regulated Electric (122) | COE Elec 115kV Transmission Lines | 296 (T) Reader-Rattle Snake Butte | 135500 | Crossarm Assemblies, Wood: 7914000000 | 21750955 | CROSSARMS: WOOD BRACE | 2012-10-11 | 2012-11-01 | 50507XFER
210 | 1119384.24 | 176555.786 | 942828.454 | 2024-12-01 | BH Colorado Electric Oper Co | Regulated Electric (122) | COE Elec 115kV Transmission Lines | 296 (T) Reader-Rattle Snake Butte | 135500 | Pole, Wood, 60': 6161600000 | 21750983 | POLE: WOOD 60 FOOT | 2012-10-11 | 2012-01-01 | 50507XFER
621 | 4540366.14 | 716132.9271 | 3824233.2129 | 2024-12-01 | BH Colorado Electric Oper Co | Regulated Electric (122) | COE Elec 115kV Transmission Lines | 296 (T) Reader-Rattle Snake Butte | 135500 | Pole, Wood, 65' Or Greater: 6161650000 | 21750976 | POLE: WOOD 80 FOOT | 2012-10-11 | 2012-01-01 | 50507XFER
199584 | 1140314.22 | 214667.1053 | 925647.1147 | 2024-12-01 | BH Colorado Electric Oper Co | Regulated Electric (122) | COE Elec 115kV Transmission Lines | 296 (T) Reader-Rattle Snake Butte | 135600 | Conductor, Fiber Optic : 1680150000 | 21750924 | OPGW | 2012-10-11 | 2012-01-01 | 50507XFER
598752 | 5419861.77 | 1020303.0156 | 4399558.7544 | 2024-12-01 | BH Colorado Electric Oper Co | Regulated Electric (122) | COE Elec 115kV Transmission Lines | 296 (T) Reader-Rattle Snake Butte | 135600 | Conductor, Oh Acsr Bare 795 Mcm: 1681097950 | 21750945 | CONDUCTOR: 795 26/7 DRAKE | 2012-10-11 | 2012-01-01 | 50507XFER
68159 | 193075.5 | 36346.9629 | 156728.5371 | 2024-12-01 | BH Colorado Electric Oper Co | Regulated Electric (122) | COE Elec 115kV Transmission Lines | 296 (T) Reader-Rattle Snake Butte | 135600 | Conductor, Oh Copper Bare 4: 1683030000 | 21750272 | WIRE: COPPER # 4 | 2012-10-11 | 2012-01-01 | 50507XFER
3720 | 451171.94 | 84934.2862 | 366237.6538 | 2024-12-01 | BH Colorado Electric Oper Co | Regulated Electric (122) | COE Elec 115kV Transmission Lines | 296 (T) Reader-Rattle Snake Butte | 135600 | DNU Dampers, Vibration: 1680100000 | 21750938 | DAMPERS: VORTX FOR 795 26/7 ACSR | 2012-10-11 | 2012-01-01 | 50507XFER
14 | 1486831.96 | 279899.9674 | 1206931.9926 | 2024-12-01 | BH Colorado Electric Oper Co | Regulated Electric (122) | COE Elec 115kV Transmission Lines | 296 (T) Reader-Rattle Snake Butte | 135600 | Insulator, 115KV: | 21750258 | INSULATORS: 115 KV POLYMER | 2012-10-11 | 2012-01-01 | 50507XFER
139 | 77825.38 | 14650.8294 | 63174.5506 | 2024-12-01 | BH Colorado Electric Oper Co | Regulated Electric (122) | COE Elec 115kV Transmission Lines | 296 (T) Reader-Rattle Snake Butte | 135600 | Insulator: | 21750962 | INSULATORS: GUY STRAIN | 2012-10-11 | 2012-01-01 | 50507XFER
238697 | 451859.73 | 85063.7645 | 366795.9655 | 2024-12-01 | BH Colorado Electric Oper Co | Regulated Electric (122) | COE Elec 115kV Transmission Lines | 296 (T) Reader-Rattle Snake Butte | 135600 | Static Wire (Transmission Lines): 1682000000 | 21750931 | WIRE: 3/8" STRAND GALVANIZED | 2012-10-11 | 2012-01-01 | 50507XFER
754 | 1010569.58 | 190242.3408 | 820327.2392 | 2024-12-01 | BH Colorado Electric Oper Co | Regulated Electric (122) | COE Elec 115kV Transmission Lines | 296 (T) Reader-Rattle Snake Butte | 135600 | Suspension Insulators: 4273000000 | 21750265 | INSULATORS: SUSPENSION | 2012-10-11 | 2012-01-01 | 50507XFER
1 | 21183.17 | -77.8702 | 21261.0402 | 2024-12-01 | BH Colorado Electric Oper Co | Regulated Electric (122) | COE Elec 115kV Transmission Lines | 298 (T) Rattlesnake - PV Sub | 135002 | Right-Of-Ways - Non-Depreciable: 4554XXXXXX | 20845262 | S7,8,18,19,30,31,T26S,R63W | 2016-11-07 | 2016-11-01 | 10054546
1 | 1323.95 | -4.8669 | 1328.8169 | 2024-12-01 | BH Colorado Electric Oper Co | Regulated Electric (122) | COE Elec 115kV Transmission Lines | 298 (T) Rattlesnake - PV Sub | 135002 | Right-Of-Ways - Non-Depreciable: 4554XXXXXX | 20845278 | S18,T26S,R63W | 2016-11-07 | 2016-11-01 | 10054546
1 | 794369.16 | -2920.1328 | 797289.2928 | 2024-12-01 | BH Colorado Electric Oper Co | Regulated Electric (122) | COE Elec 115kV Transmission Lines | 298 (T) Rattlesnake - PV Sub | 135002 | Right-Of-Ways - Non-Depreciable: 4554XXXXXX | 20845272 | ROW - Busch Ranch EUI | 2016-11-07 | 2016-11-01 | 10054546
1 | 444.84 | -1.6352 | 446.4752 | 2024-12-01 | BH Colorado Electric Oper Co | Regulated Electric (122) | COE Elec 115kV Transmission Lines | 298 (T) Rattlesnake - PV Sub | 135002 | Right-Of-Ways - Non-Depreciable: 4554XXXXXX | 20845284 | S5, T26S, R63W | 2016-11-07 | 2016-11-01 | 10054546
1 | 169.47 | -0.62298 | 170.093 | 2024-12-01 | BH Colorado Electric Oper Co | Regulated Electric (122) | COE Elec 115kV Transmission Lines | 298 (T) Rattlesnake - PV Sub | 135002 | Right-Of-Ways - Non-Depreciable: 4554XXXXXX | 20845275 | S5,T26S,R63W | 2016-11-07 | 2016-11-01 | 10054546
1 | 3971.85 | -14.6007 | 3986.4507 | 2024-12-01 | BH Colorado Electric Oper Co | Regulated Electric (122) | COE Elec 115kV Transmission Lines | 298 (T) Rattlesnake - PV Sub | 135002 | Right-Of-Ways - Non-Depreciable: 4554XXXXXX | 20845287 | S18,T26S,R63W | 2016-11-07 | 2016-11-01 | 10054546
1 | 10591.6 | -38.9351 | 10630.5351 | 2024-12-01 | BH Colorado Electric Oper Co | Regulated Electric (122) | COE Elec 115kV Transmission Lines | 298 (T) Rattlesnake - PV Sub | 135002 | Right-Of-Ways - Non-Depreciable: 4554XXXXXX | 20845281 | S1,6,31,T26,27,R63W,64W | 2016-11-07 | 2016-11-01 | 10054546
1 | 444.84 | -1.6352 | 446.4752 | 2024-12-01 | BH Colorado Electric Oper Co | Regulated Electric (122) | COE Elec 115kV Transmission Lines | 298 (T) Rattlesnake - PV Sub | 135002 | Right-Of-Ways - Non-Depreciable: 4554XXXXXX | 20845269 | S5,T26S,R63W | 2016-11-07 | 2016-11-01 | 10054546
132 | 144640.9 | 15513.25 | 129127.65 | 2024-12-01 | BH Colorado Electric Oper Co | Regulated Electric (122) | COE Elec 115kV Transmission Lines | 298 (T) Rattlesnake - PV Sub | 135500 | Crossarm, Wood: 2451000000 | 20845150 | Crossarm, Wood | 2016-11-07 | 2016-01-01 | 10054545
150 | 1630622.47 | 174890.0486 | 1455732.4214 | 2024-12-01 | BH Colorado Electric Oper Co | Regulated Electric (122) | COE Elec 115kV Transmission Lines | 298 (T) Rattlesnake - PV Sub | 135500 | Pole, Wood: 6161000000 | 20845170 | Pole, Wood | 2016-11-07 | 2016-01-01 | 10054545
48920 | 133076.7 | 17035.3826 | 116041.3174 | 2024-12-01 | BH Colorado Electric Oper Co | Regulated Electric (122) | COE Elec 115kV Transmission Lines | 298 (T) Rattlesnake - PV Sub | 135600 | Cable, Oh-Other 2: 0840090000 | 20845147 | Cable, Oh-Other 2 | 2016-11-07 | 2016-01-01 | 10054545
146761 | 1596197.42 | 204332.041 | 1391865.379 | 2024-12-01 | BH Colorado Electric Oper Co | Regulated Electric (122) | COE Elec 115kV Transmission Lines | 298 (T) Rattlesnake - PV Sub | 135600 | Conductor, Oh Acsr Bare 795 Mcm: 1681097950 | 20845185 | Conductor, Oh Acsr Bare 795 Mcm | 2016-11-07 | 2016-01-01 | 10054545
48920 | 335832.67 | 42990.5312 | 292842.1388 | 2024-12-01 | BH Colorado Electric Oper Co | Regulated Electric (122) | COE Elec 115kV Transmission Lines | 298 (T) Rattlesnake - PV Sub | 135600 | Other Cable (FIBER OPTIC): 0834100000 | 20845188 | Other Cable (FIBER OPTIC) | 2016-11-07 | 2016-01-01 | 10054545
246 | 297621.71 | 38099.0789 | 259522.6311 | 2024-12-01 | BH Colorado Electric Oper Co | Regulated Electric (122) | COE Elec 115kV Transmission Lines | 298 (T) Rattlesnake - PV Sub | 135600 | Suspension Insulators: 4273000000 | 20845153 | Suspension Insulators | 2016-11-07 | 2016-01-01 | 10054545
0 | 0 | 0 | 0 | 2024-12-01 | BH Colorado Electric Oper Co | Regulated Electric (122) | COE Elec 115kV Transmission Lines | 700 (T) Airport Industrial - Airport Memorial | 135001 | Estimated Additions: 0010000000 | 36616467 | This work order is to replace a H-Frame structure on the West Station-Fountain Lake 69 kV line. this is line 700 but i can not find it under asset location | 2022-07-15 | 2023-01-01 | 10081016
4 | 12294.95 | 2714.9225 | 9580.0275 | 2024-12-01 | BH Colorado Electric Oper Co | Regulated Electric (122) | COE Elec 115kV Transmission Lines | 700 (T) Airport Industrial - Airport Memorial | 135500 | Crossarm Assemblies, Wood: 7914000000 | 36374958 | CROSSARM ASSEMBLIES, WOOD | 2007-10-01 | 2007-01-01 | 50507XFER
1 | 17074.54 | 2046.7526 | 15027.7874 | 2024-12-01 | BH Colorado Electric Oper Co | Regulated Electric (122) | COE Elec 115kV Transmission Lines | 700 (T) Airport Industrial - Airport Memorial | 135500 | High Profile Struct-Foundation: 7842000000 | 36374965 | 65" STRUCTURE | 2015-12-10 | 2015-12-01 | 50507XFER
1 | 13925.27 | 1669.2445 | 12256.0255 | 2024-12-01 | BH Colorado Electric Oper Co | Regulated Electric (122) | COE Elec 115kV Transmission Lines | 700 (T) Airport Industrial - Airport Memorial | 135500 | High Profile Struct-Foundation: 7842000000 | 36374973 | 65" STRUCTURE | 2015-12-10 | 2015-12-01 | 50507XFER
0 | 3376.75 | 958.6813 | 2418.0687 | 2024-12-01 | BH Colorado Electric Oper Co | Regulated Electric (122) | COE Elec 115kV Transmission Lines | 700 (T) Airport Industrial - Airport Memorial | 135500 | Pole, Wood: 7911000000 | 36374951 | POLE, WOOD | 2002-10-01 | 2002-01-01 | 50507XFER
7 | 20619.6 | 2018.4801 | 18601.1199 | 2024-12-01 | BH Colorado Electric Oper Co | Regulated Electric (122) | COE Elec 115kV Transmission Lines | 700 (T) Airport Industrial - Airport Memorial | 135600 | Aerial Markers: 1680120000 | 36375001 | Aerial Markers | 2018-01-23 | 2018-01-01 | 50507XFER
27 | 10919.92 | 3371.3517 | 7548.5683 | 2024-12-01 | BH Colorado Electric Oper Co | Regulated Electric (122) | COE Elec 115kV Transmission Lines | 700 (T) Airport Industrial - Airport Memorial | 135600 | Post Insulators: 4272000000 | 36374994 | POST INSULATORS | 2004-12-07 | 2005-01-01 | 50507XFER
2 | 395.29 | 104.1787 | 291.1113 | 2024-12-01 | BH Colorado Electric Oper Co | Regulated Electric (122) | COE Elec 115kV Transmission Lines | 700 (T) Airport Industrial - Airport Memorial | 135600 | Post Insulators: 4272000000 | 36374987 | POST INSULATORS | 2007-10-01 | 2007-01-01 | 50507XFER
5 | 453.45 | 119.5068 | 333.9432 | 2024-12-01 | BH Colorado Electric Oper Co | Regulated Electric (122) | COE Elec 115kV Transmission Lines | 700 (T) Airport Industrial - Airport Memorial | 135600 | Suspension Insulators: 4273000000 | 36374980 | SUSPENSION INSULATORS | 2007-10-01 | 2007-01-01 | 50507XFER
2 | 2946.23 | -55.4265 | 3001.6565 | 2024-12-01 | BH Colorado Electric Oper Co | Regulated Electric (122) | COE Elec 115kV Transmission Lines | 800 (T) Boone to S Fowler | 135002 | Land Rights - Non-Depreciable: 4552XXXXXX | 36558257 | T-LIN S09 T21 R61 | 1981-07-01 | 1981-07-01 | 50507XFER
1 | 3097.22 | -58.267 | 3155.487 | 2024-12-01 | BH Colorado Electric Oper Co | Regulated Electric (122) | COE Elec 115kV Transmission Lines | 800 (T) Boone to S Fowler | 135002 | Land Rights - Non-Depreciable: 4552XXXXXX | 36558300 | T-LIN S17 T22 R60 | 1981-07-01 | 1981-07-01 | 50507XFER
1 | 6751.94 | -127.022 | 6878.962 | 2024-12-01 | BH Colorado Electric Oper Co | Regulated Electric (122) | COE Elec 115kV Transmission Lines | 800 (T) Boone to S Fowler | 135002 | Land Rights - Non-Depreciable: 4552XXXXXX | 36558235 | T-LIN S16 T21 R61 | 1981-07-01 | 1981-07-01 | 50507XFER
1 | 607.83 | -11.4349 | 619.2649 | 2024-12-01 | BH Colorado Electric Oper Co | Regulated Electric (122) | COE Elec 115kV Transmission Lines | 800 (T) Boone to S Fowler | 135002 | Land Rights - Non-Depreciable: 4552XXXXXX | 36558331 | T-LIN S19 T22 R60 | 1981-07-01 | 1981-07-01 | 50507XFER
1 | 193.58 | -3.6418 | 197.2218 | 2024-12-01 | BH Colorado Electric Oper Co | Regulated Electric (122) | COE Elec 115kV Transmission Lines | 800 (T) Boone to S Fowler | 135002 | Land Rights - Non-Depreciable: 4552XXXXXX | 36558322 | T-LIN S32 T21 R60 | 1981-07-01 | 1981-07-01 | 50507XFER
1 | 5063.95 | -95.2664 | 5159.2164 | 2024-12-01 | BH Colorado Electric Oper Co | Regulated Electric (122) | COE Elec 115kV Transmission Lines | 800 (T) Boone to S Fowler | 135002 | Land Rights - Non-Depreciable: 4552XXXXXX | 36558246 | T-LIN S15 T21 R61 | 1981-07-01 | 1981-07-01 | 50507XFER
3 | 10065.96 | -189.3676 | 10255.3276 | 2024-12-01 | BH Colorado Electric Oper Co | Regulated Electric (122) | COE Elec 115kV Transmission Lines | 800 (T) Boone to S Fowler | 135002 | Land Rights - Non-Depreciable: 4552XXXXXX | 36558311 | T-LIN S05 T22 R60 | 1981-07-01 | 1981-07-01 | 50507XFER
1 | 753.59 | -13.8513 | 767.4413 | 2024-12-01 | BH Colorado Electric Oper Co | Regulated Electric (122) | COE Elec 115kV Transmission Lines | 800 (T) Boone to S Fowler | 135002 | Land Rights - Non-Depreciable: 4552XXXXXX | 36558280 | T-LIN S17 T22 R60 | 1982-07-01 | 1982-07-01 | 50507XFER
2 | 914.39 | -16.8069 | 931.1969 | 2024-12-01 | BH Colorado Electric Oper Co | Regulated Electric (122) | COE Elec 115kV Transmission Lines | 800 (T) Boone to S Fowler | 135002 | Land Rights - Non-Depreciable: 4552XXXXXX | 36558269 | T-LIN S09 T21 R61 | 1982-07-01 | 1982-07-01 | 50507XFER
1 | 5404.65 | -101.6759 | 5506.3259 | 2024-12-01 | BH Colorado Electric Oper Co | Regulated Electric (122) | COE Elec 115kV Transmission Lines | 800 (T) Boone to S Fowler | 135002 | Land Rights - Non-Depreciable: 4552XXXXXX | 36558289 | T-LIN S04 T21 R61 | 1981-07-01 | 1981-07-01 | 50507XFER
0 | 20868.31 | -4.3832 | 20872.6932 | 2024-12-01 | BH Colorado Electric Oper Co | Regulated Electric (122) | COE Elec 115kV Transmission Lines | 800 (T) Boone to S Fowler | 135003 | Right-Of-Ways - Depreciable: 4564XXXXXX | 36456798 | Depreciable Right-Of-Ways | 2022-04-20 | 2022-04-01 | 10067129
0 | 0 | 0 | 0 | 2024-12-01 | BH Colorado Electric Oper Co | Regulated Electric (122) | COE Elec 115kV Transmission Lines | 800 (T) Boone to S Fowler | 135500 | Estimated Additions: 0010000000 | 35285349 | The 69 kV line from Boone to S. Fowler Tap will be rebuilt to 115 kV specs and operated as a radial 115 kV line from Boone to this new substation (18.75 miles). | 2022-04-20 | 2022-04-01 | 10067129
2 | 333104.78 | 10507.8436 | 322596.9364 | 2024-12-01 | BH Colorado Electric Oper Co | Regulated Electric (122) | COE Elec 115kV Transmission Lines | 800 (T) Boone to S Fowler | 135500 | Pole - Laminated: | 36456795 | Pole - Laminated 100' | 2022-04-20 | 2022-01-01 | 10067129
3 | 50418.91 | 1590.4726 | 48828.4374 | 2024-12-01 | BH Colorado Electric Oper Co | Regulated Electric (122) | COE Elec 115kV Transmission Lines | 800 (T) Boone to S Fowler | 135500 | POLE, STEEL, 55': 6165550000 | 36456770 | POLE, STEEL, 55' | 2022-04-20 | 2022-01-01 | 10067129
243 | 7622151.23 | 240441.9801 | 7381709.2499 | 2024-12-01 | BH Colorado Electric Oper Co | Regulated Electric (122) | COE Elec 115kV Transmission Lines | 800 (T) Boone to S Fowler | 135500 | Pole, Steel, 65' Or Greater: 6165650000 | 36456735 | Pole, Steel, 95' | 2022-04-20 | 2022-01-01 | 10067129
111594 | 366112.72 | 13784.3343 | 352328.3857 | 2024-12-01 | BH Colorado Electric Oper Co | Regulated Electric (122) | COE Elec 115kV Transmission Lines | 800 (T) Boone to S Fowler | 135600 | Conductor, Fiber Optic : 1680150000 | 36456785 | Conductor, Fiber Optic | 2022-04-20 | 2022-01-01 | 10067129
300543 | 2854920.81 | 107489.2531 | 2747431.5569 | 2024-12-01 | BH Colorado Electric Oper Co | Regulated Electric (122) | COE Elec 115kV Transmission Lines | 800 (T) Boone to S Fowler | 135600 | Conductor, Oh Acsr Bare 795 Mcm: 1681097950 | 36456782 | Conductor, Oh Acsr Bare 795 Mcm | 2022-04-20 | 2022-01-01 | 10067129
0 | 0 | 0 | 0 | 2024-12-01 | BH Colorado Electric Oper Co | Regulated Electric (122) | COE Elec 115kV Transmission Lines | 800 (T) Boone to S Fowler | 135600 | Estimated Additions: 0010000000 | 35285352 | The 69 kV line from Boone to S. Fowler Tap will be rebuilt to 115 kV specs and operated as a radial 115 kV line from Boone to this new substation (18.75 miles). | 2022-04-20 | 2022-04-01 | 10067129
691 | 565289.79 | 21283.4545 | 544006.3355 | 2024-12-01 | BH Colorado Electric Oper Co | Regulated Electric (122) | COE Elec 115kV Transmission Lines | 800 (T) Boone to S Fowler | 135600 | Post Insulators: 4272000000 | 36456773 | Post Insulators | 2022-04-20 | 2022-01-01 | 10067129
4 | 1548.33 | 459.1184 | 1089.2116 | 2024-12-01 | BH Colorado Electric Oper Co | Regulated Electric (122) | COE Elec 115kV Transmission Lines | 840 (T) Holcim Switch # 11- Portland Sub | 135500 | Anchors: 0140000000 | 36093985 | ANCHORS | 2001-02-01 | 2001-01-01 | 50507XFER
0 | -526.39 | -156.0877 | -370.3023 | 2024-12-01 | BH Colorado Electric Oper Co | Regulated Electric (122) | COE Elec 115kV Transmission Lines | 840 (T) Holcim Switch # 11- Portland Sub | 135500 | Crossarm Assemblies, Wood: 7914000000 | 36094013 | CROSSARM ASSEMBLIES, WOOD | 2001-02-01 | 2001-01-01 | 50507XFER
4 | 1615.47 | 764.4041 | 851.0659 | 2024-12-01 | BH Colorado Electric Oper Co | Regulated Electric (122) | COE Elec 115kV Transmission Lines | 840 (T) Holcim Switch # 11- Portland Sub | 135500 | Crossarm Assemblies, Wood: 7914000000 | 36094006 | CROSSARM ASSEMBLIES, WOOD | 1987-07-01 | 1987-07-01 | 50507XFER
2 | -4737.48 | -1404.7806 | -3332.6994 | 2024-12-01 | BH Colorado Electric Oper Co | Regulated Electric (122) | COE Elec 115kV Transmission Lines | 840 (T) Holcim Switch # 11- Portland Sub | 135500 | Pole, Wood: 7911000000 | 36093992 | POLE, WOOD | 2001-02-01 | 2001-01-01 | 50507XFER
4 | 14653.02 | 6933.48 | 7719.54 | 2024-12-01 | BH Colorado Electric Oper Co | Regulated Electric (122) | COE Elec 115kV Transmission Lines | 840 (T) Holcim Switch # 11- Portland Sub | 135500 | Pole, Wood: 7911000000 | 36093999 | POLE, WOOD | 1987-07-01 | 1987-07-01 | 50507XFER
5880 | 11160.31 | 6302.8708 | 4857.4392 | 2024-12-01 | BH Colorado Electric Oper Co | Regulated Electric (122) | COE Elec 115kV Transmission Lines | 840 (T) Holcim Switch # 11- Portland Sub | 135600 | Conductor, Oh: 1681000000 | 36094041 | CONDUCTOR, OVERHEAD | 1987-07-01 | 1987-07-01 | 50507XFER
3 | -295.22 | -104.4804 | -190.7396 | 2024-12-01 | BH Colorado Electric Oper Co | Regulated Electric (122) | COE Elec 115kV Transmission Lines | 840 (T) Holcim Switch # 11- Portland Sub | 135600 | Post Insulators: 4272000000 | 36094020 | POST INSULATORS | 2001-02-01 | 2001-01-01 | 50507XFER
4480 | 7394.71 | 4176.2193 | 3218.4907 | 2024-12-01 | BH Colorado Electric Oper Co | Regulated Electric (122) | COE Elec 115kV Transmission Lines | 840 (T) Holcim Switch # 11- Portland Sub | 135600 | Static Wire (Transmission Lines): 1682000000 | 36094027 | STATIC WIRE (TRANSMISSION LINES) | 1987-07-01 | 1987-07-01 | 50507XFER
9 | -877.8 | -310.6596 | -567.1404 | 2024-12-01 | BH Colorado Electric Oper Co | Regulated Electric (122) | COE Elec 115kV Transmission Lines | 840 (T) Holcim Switch # 11- Portland Sub | 135600 | Suspension Insulators: 4273000000 | 36094034 | SUSPENSION INSULATORS | 2001-02-01 | 2001-01-01 | 50507XFER
0 | 0 | 0 | 0 | 2024-12-01 | BH Colorado Electric Oper Co | Regulated Electric (122) | COE Elec 115kV Transmission Lines | X DNU 214 (T) Skala Tap-Skala Sub-NOW INCL W/212 | 135002 | Land Rights - Non-Depreciable: 4552XXXXXX | 21743603 | T-LIN S22 T19 R69 | 1990-07-01 | 1990-07-01 | 50507XFER
0 | 0 | 0 | 0 | 2024-12-01 | BH Colorado Electric Oper Co | Regulated Electric (122) | COE Elec 115kV Transmission Lines | X DNU 214 (T) Skala Tap-Skala Sub-NOW INCL W/212 | 135500 | Crossarm Assemblies, Steel: 7915000000 | 21743610 | CROSSARM ASSEMBLIES, STEEL | 1991-07-01 | 1991-07-01 | 50507XFER
0 | 0 | 0 | 0 | 2024-12-01 | BH Colorado Electric Oper Co | Regulated Electric (122) | COE Elec 115kV Transmission Lines | X DNU 214 (T) Skala Tap-Skala Sub-NOW INCL W/212 | 135500 | Crossarm Assemblies, Steel: 7915000000 | 21743617 | CROSSARM ASSEMBLIES, STEEL | 1991-07-01 | 1991-07-01 | 50507XFER
0 | 0 | 0 | 0 | 2024-12-01 | BH Colorado Electric Oper Co | Regulated Electric (122) | COE Elec 115kV Transmission Lines | X DNU 214 (T) Skala Tap-Skala Sub-NOW INCL W/212 | 135500 | Pole, Steel: 7912000000 | 21743647 | POLE, STEEL | 1991-07-01 | 1991-07-01 | 50507XFER
0 | 0 | 0 | 0 | 2024-12-01 | BH Colorado Electric Oper Co | Regulated Electric (122) | COE Elec 115kV Transmission Lines | X DNU 214 (T) Skala Tap-Skala Sub-NOW INCL W/212 | 135500 | Pole, Wood: 7911000000 | 21743635 | POLE, WOOD | 1991-07-01 | 1991-07-01 | 50507XFER
0 | 0 | 0 | 0 | 2024-12-01 | BH Colorado Electric Oper Co | Regulated Electric (122) | COE Elec 115kV Transmission Lines | X DNU 214 (T) Skala Tap-Skala Sub-NOW INCL W/212 | 135600 | Conductor, Oh: 1681000000 | 21743655 | CONDUCTOR, OVERHEAD | 1991-07-01 | 1991-07-01 | 50507XFER
0 | 0 | 0 | 0 | 2024-12-01 | BH Colorado Electric Oper Co | Regulated Electric (122) | COE Elec 115kV Transmission Lines | X DNU 214 (T) Skala Tap-Skala Sub-NOW INCL W/212 | 135600 | Static Wire (Transmission Lines): 1682000000 | 21743663 | STATIC WIRE (TRANSMISSION LINES) | 1991-07-01 | 1991-07-01 | 50507XFER
0 | 0 | 0 | 0 | 2024-12-01 | BH Colorado Electric Oper Co | Regulated Electric (122) | COE Elec 69kV Distribution Lines | 700 (D) West Station - Belmont Tap | 135500 | Crossarm Assemblies, Wood: 7914000000 | 32607445 | CROSSARM ASSEMBLIES, WOOD | 2007-10-01 | 2007-01-01 | 50507XFER
0 | 0 | 0 | 0 | 2024-12-01 | BH Colorado Electric Oper Co | Regulated Electric (122) | COE Elec 69kV Distribution Lines | 700 (D) West Station - Belmont Tap | 135500 | High Profile Struct-Foundation: 7842000000 | 32607501 | 65" STRUCTURE | 2015-12-10 | 2015-12-01 | 50507XFER
0 | 0 | 0 | 0 | 2024-12-01 | BH Colorado Electric Oper Co | Regulated Electric (122) | COE Elec 69kV Distribution Lines | 700 (D) West Station - Belmont Tap | 135500 | High Profile Struct-Foundation: 7842000000 | 32607490 | 65" STRUCTURE | 2015-12-10 | 2015-12-01 | 50507XFER
0 | 0 | 0 | 0 | 2024-12-01 | BH Colorado Electric Oper Co | Regulated Electric (122) | COE Elec 69kV Distribution Lines | 700 (D) West Station - Belmont Tap | 135500 | Pole, Wood: 7911000000 | 32607456 | POLE, WOOD | 2002-10-01 | 2002-01-01 | 50507XFER
0 | 0 | 0 | 0 | 2024-12-01 | BH Colorado Electric Oper Co | Regulated Electric (122) | COE Elec 69kV Distribution Lines | 700 (D) West Station - Belmont Tap | 135600 | Aerial Markers: 1680120000 | 32607423 | Aerial Markers | 2018-01-23 | 2018-01-01 | 50507XFER
0 | 0 | 0 | 0 | 2024-12-01 | BH Colorado Electric Oper Co | Regulated Electric (122) | COE Elec 69kV Distribution Lines | 700 (D) West Station - Belmont Tap | 135600 | Aerial Markers: 1680120000 | 21741588 | Aerial Markers | 2018-01-23 | 2018-01-01 | 50507XFER
0 | 0 | 0 | 0 | 2024-12-01 | BH Colorado Electric Oper Co | Regulated Electric (122) | COE Elec 69kV Distribution Lines | 700 (D) West Station - Belmont Tap | 135600 | Post Insulators: 4272000000 | 32607401 | POST INSULATORS | 2004-12-07 | 2005-01-01 | 50507XFER
0 | 0 | 0 | 0 | 2024-12-01 | BH Colorado Electric Oper Co | Regulated Electric (122) | COE Elec 69kV Distribution Lines | 700 (D) West Station - Belmont Tap | 135600 | Post Insulators: 4272000000 | 32607368 | POST INSULATORS | 2007-10-01 | 2007-01-01 | 50507XFER
0 | 0 | 0 | 0 | 2024-12-01 | BH Colorado Electric Oper Co | Regulated Electric (122) | COE Elec 69kV Distribution Lines | 700 (D) West Station - Belmont Tap | 135600 | Suspension Insulators: 4273000000 | 32607390 | SUSPENSION INSULATORS | 2007-10-01 | 2007-01-01 | 50507XFER
0 | 0 | 0 | 0 | 2024-12-01 | BH Colorado Electric Oper Co | Regulated Electric (122) | COE Elec 69kV Distribution Lines | 720 (D) Blende Sub #49 -St Charles Sub #167 | 135500 | Crossarm Assemblies, Wood: 7914000000 | 21741719 | Crossarm Assemblies, Wood | 2012-02-01 | 2012-02-01 | 50507XFER
0 | 0 | 0 | 0 | 2024-12-01 | BH Colorado Electric Oper Co | Regulated Electric (122) | COE Elec 69kV Distribution Lines | 720 (D) Blende Sub #49 -St Charles Sub #167 | 135500 | Crossarm, Wood: 2451000000 | 21742718 | Crossarm, Wood | 2011-07-26 | 2011-01-01 | 50507XFER
0 | 0 | 0 | 0 | 2024-12-01 | BH Colorado Electric Oper Co | Regulated Electric (122) | COE Elec 69kV Distribution Lines | 720 (D) Blende Sub #49 -St Charles Sub #167 | 135500 | Pole, Wood, 60': 6161600000 | 21742704 | Pole, Wood, 60' | 2011-07-26 | 2011-01-01 | 50507XFER
0 | 0 | 0 | 0 | 2024-12-01 | BH Colorado Electric Oper Co | Regulated Electric (122) | COE Elec 69kV Distribution Lines | 720 (D) Blende Sub #49 -St Charles Sub #167 | 135600 | Cutouts, 7,501-15,000 Volts: 2521016000 | 21741726 | Cutouts, 7,501-15,000 Volts | 2012-02-01 | 2012-01-01 | 50507XFER
0 | 0 | 0 | 0 | 2024-12-01 | BH Colorado Electric Oper Co | Regulated Electric (122) | COE Elec 69kV Distribution Lines | 720 (D) Blende Sub #49 -St Charles Sub #167 | 135600 | Photoelectric Relay (Cells): 8052000000 | 21742711 | Photoelectric Relay (Cells) | 2011-07-26 | 2011-01-01 | 50507XFER
0 | 0 | 0 | 0 | 2024-12-01 | BH Colorado Electric Oper Co | Regulated Electric (122) | COE Elec 69kV Distribution Lines | 724 (D) Blende Sub # 61-Reader Sub #1 | 135500 | Crossarm Assemblies, Wood: 7914000000 | 21741405 | Crossarm Assemblies, Wood | 2012-02-01 | 2012-02-01 | 50507XFER
0 | 0 | 0 | 0 | 2024-12-01 | BH Colorado Electric Oper Co | Regulated Electric (122) | COE Elec 69kV Distribution Lines | 724 (D) Blende Sub # 61-Reader Sub #1 | 135500 | Pole, Wood: 7911000000 | 21741419 | Pole, Wood | 2012-02-01 | 2012-02-01 | 50507XFER
0 | 0 | 0 | 0 | 2024-12-01 | BH Colorado Electric Oper Co | Regulated Electric (122) | COE Elec 69kV Distribution Lines | 724 (D) Blende Sub # 61-Reader Sub #1 | 135600 | Suspension Insulators: 4273000000 | 21741412 | Suspension Insulators | 2012-02-01 | 2012-01-01 | 50507XFER
0 | 0 | 0 | 0 | 2024-12-01 | BH Colorado Electric Oper Co | Regulated Electric (122) | COE Elec 69kV Distribution Lines | 764 (D) Stonemoore Hills #27 - Sunset Park # 73 | 135500 | Crossarm Assemblies, Wood: 7914000000 | 21755917 | Crossarm Assemblies, Wood | 2014-04-01 | 2014-03-01 | 7105764131
0 | 0 | 0 | 0 | 2024-12-01 | BH Colorado Electric Oper Co | Regulated Electric (122) | COE Elec 69kV Distribution Lines | 764 (D) Stonemoore Hills #27 - Sunset Park # 73 | 135600 | Suspension Insulators: 4273000000 | 21755910 | Suspension Insulators | 2014-04-01 | 2014-01-01 | 7105764131
-29481 | 0 | 0 | 0 | 2024-12-01 | BH Colorado Electric Oper Co | Regulated Electric (122) | COE Elec 69kV Distribution Lines | 772 (D) Freemary #208-Prairie Ave #108 | 135500 | Pole, Wood: 7911000000 | 24414223 | Pole, Wood | 2018-05-31 | 2017-01-01 | 7105772131
0 | 0 | 0 | 0 | 2024-12-01 | BH Colorado Electric Oper Co | Regulated Electric (122) | COE Elec 69kV Distribution Lines | 788 (D) St.Charles Sub - PDA Tap | 135500 | Crossarm Assemblies, Wood: 7914000000 | 27945324 | CROSSARM ASSEMBLIES, WOOD | 2002-06-01 | 2002-01-01 | 7105788131
0 | 0 | 0 | 0 | 2024-12-01 | BH Colorado Electric Oper Co | Regulated Electric (122) | COE Elec 69kV Distribution Lines | 808 (D) Fowler Sub #423-Manzanola Sub #213 | 135500 | Crossarm, Wood: 2451000000 | 21747859 | Crossarm, Wood | 2011-10-28 | 2011-01-01 | 50507XFER
0 | 0 | 0 | 0 | 2024-12-01 | BH Colorado Electric Oper Co | Regulated Electric (122) | COE Elec 69kV Distribution Lines | 808 (D) Fowler Sub #423-Manzanola Sub #213 | 135500 | Pole, Wood, 60': 6161600000 | 21747852 | Pole, Wood, 60' | 2011-10-28 | 2011-01-01 | 50507XFER
0 | 0 | 0 | 0 | 2024-12-01 | BH Colorado Electric Oper Co | Regulated Electric (122) | COE Elec 69kV Distribution Lines | 808 (D) Fowler Sub #423-Manzanola Sub #213 | 135500 | Pole, Wood, 65' Or Greater: 6161650000 | 21746767 | Pole, Wood, 65' Or Greater | 2011-04-04 | 2011-01-01 | 50507XFER
0 | 0 | 0 | 0 | 2024-12-01 | BH Colorado Electric Oper Co | Regulated Electric (122) | COE Elec 69kV Distribution Lines | 808 (D) Fowler Sub #423-Manzanola Sub #213 | 135500 | Pole, Wood: 6161000000 | 21747873 | Pole, Wood | 2012-06-19 | 2012-01-01 | 50507XFER
0 | 0 | 0 | 0 | 2024-12-01 | BH Colorado Electric Oper Co | Regulated Electric (122) | COE Elec 69kV Distribution Lines | 808 (D) Fowler Sub #423-Manzanola Sub #213 | 135500 | Pole, Wood: 7911000000 | 21746774 | Pole, Wood | 2011-05-13 | 2011-04-01 | 50507XFER
0 | 0 | 0 | 0 | 2024-12-01 | BH Colorado Electric Oper Co | Regulated Electric (122) | COE Elec 69kV Distribution Lines | 808 (D) Fowler Sub #423-Manzanola Sub #213 | 135600 | Conductor, Oh Copper Bare 4: 1683030000 | 21747866 | Conductor, Oh Copper Bare 4 | 2011-10-28 | 2011-01-01 | 50507XFER
0 | 0 | 0 | 0 | 2024-12-01 | BH Colorado Electric Oper Co | Regulated Electric (122) | COE Elec 69kV Distribution Lines | 816 (D) Manzanola RES #174 L1-Rocky Ford #1 | 135500 | Anchors: 0140000000 | 21747504 | Anchors | 2011-08-13 | 2011-01-01 | 50507XFER
0 | 0 | 0 | 0 | 2024-12-01 | BH Colorado Electric Oper Co | Regulated Electric (122) | COE Elec 69kV Distribution Lines | 816 (D) Manzanola RES #174 L1-Rocky Ford #1 | 135500 | Crossarm, Wood: 2451000000 | 21747511 | Crossarm, Wood | 2011-08-13 | 2011-01-01 | 50507XFER
0 | 0 | 0 | 0 | 2024-12-01 | BH Colorado Electric Oper Co | Regulated Electric (122) | COE Elec 69kV Distribution Lines | 820 (D) Rocky Ford Sub- #1- S Fowler Tap #73 | 135500 | Crossarm Assemblies, Wood: 7914000000 | 21747670 | Crossarm Assemblies, Wood | 2011-03-01 | 2011-03-01 | 50507XFER
0 | 0 | 0 | 0 | 2024-12-01 | BH Colorado Electric Oper Co | Regulated Electric (122) | COE Elec 69kV Distribution Lines | 820 (D) Rocky Ford Sub- #1- S Fowler Tap #73 | 135600 | Conductor, Oh Copper Bare 4: 1683030000 | 21747684 | Conductor, Oh Copper Bare 4 | 2011-12-01 | 2011-01-01 | 50507XFER
0 | 0 | 0 | 0 | 2024-12-01 | BH Colorado Electric Oper Co | Regulated Electric (122) | COE Elec 69kV Distribution Lines | 820 (D) Rocky Ford Sub- #1- S Fowler Tap #73 | 135600 | Suspension Insulators: 4273000000 | 21747677 | Suspension Insulators | 2011-09-01 | 2011-01-01 | 50507XFER
0 | 0 | 0 | 0 | 2024-12-01 | BH Colorado Electric Oper Co | Regulated Electric (122) | COE Elec 69kV Distribution Lines | 824 (D) Rocky Ford Plant - La Junta Sub | 135500 | Crossarm Assemblies, Wood: 7914000000 | 21741782 | Crossarm Assemblies, Wood | 2011-02-01 | 2011-02-01 | 50507XFER
0 | 0 | 0 | 0 | 2024-12-01 | BH Colorado Electric Oper Co | Regulated Electric (122) | COE Elec 69kV Distribution Lines | 824 (D) Rocky Ford Plant - La Junta Sub | 135500 | Pole, Wood, 65' Or Greater: 6161650000 | 21741797 | Pole, Wood, 65' Or Greater | 2011-12-01 | 2011-01-01 | 50507XFER
0 | 0 | 0 | 0 | 2024-12-01 | BH Colorado Electric Oper Co | Regulated Electric (122) | COE Elec 69kV Distribution Lines | 824 (D) Rocky Ford Plant - La Junta Sub | 135500 | Pole, Wood: 7911000000 | 21741790 | Pole, Wood | 2011-09-01 | 2011-09-01 | 50507XFER
0 | 0 | 0 | 0 | 2024-12-01 | BH Colorado Electric Oper Co | Regulated Electric (122) | COE Elec 69kV Distribution Lines | 824 (D) Rocky Ford Plant - La Junta Sub | 135600 | Suspension Insulators: 4273000000 | 21741775 | Suspension Insulators | 2011-02-01 | 2011-01-01 | 50507XFER
0 | 0 | 0 | 0 | 2024-12-01 | BH Colorado Electric Oper Co | Regulated Electric (122) | COE Elec 69kV Distribution Lines | 852 (D) Highland Tap- South Canon #433 | 135500 | Crossarm, Wood: 2451000000 | 21743265 | CROSSARM: 21 FOOT WOOD | 2009-12-31 | 2010-01-01 | 50507XFER
0 | 0 | 0 | 0 | 2024-12-01 | BH Colorado Electric Oper Co | Regulated Electric (122) | COE Elec 69kV Distribution Lines | 852 (D) Highland Tap- South Canon #433 | 135500 | Pole, Wood, 55': 6161550000 | 21743439 | POLE: WOOD 55 FOOT CLASS 1 | 2009-12-31 | 2010-01-01 | 50507XFER
0 | 0 | 0 | 0 | 2024-12-01 | BH Colorado Electric Oper Co | Regulated Electric (122) | COE Elec 69kV Distribution Lines | 852 (D) Highland Tap- South Canon #433 | 135500 | Pole, Wood, 65' Or Greater: 6161650000 | 21743432 | POLE: WOOD 65 FOOT CLASS 1 | 2009-12-31 | 2010-01-01 | 50507XFER
0 | 0 | 0 | 0 | 2024-12-01 | BH Colorado Electric Oper Co | Regulated Electric (122) | COE Elec 69kV Distribution Lines | 884 (D) Florence Sub #18 - #366 Highland Tap | 135500 | Pole, Other: 7910000000 | 21745045 | Pole, Other | 2011-09-01 | 2011-09-01 | 50507XFER
0 | 0 | 0 | 0 | 2024-12-01 | BH Colorado Electric Oper Co | Regulated Electric (122) | COE Elec 69kV Distribution Lines | 884 (D) Florence Sub #18 - #366 Highland Tap | 135500 | Pole, Wood, 30' - 40': 6161400000 | 21745057 | Pole, Wood, 30' - 40' | 2011-12-01 | 2011-01-01 | 50507XFER
0 | 0 | 0 | 0 | 2024-12-01 | BH Colorado Electric Oper Co | Regulated Electric (122) | COE Elec 69kV Distribution Lines | 894 (D) Canon City-S Canon-Cotr Mil Tap #26 | 135500 | Anchors: 0140000000 | 21746331 | Anchors | 2011-06-01 | 2011-01-01 | 50507XFER
0 | 0 | 0 | 0 | 2024-12-01 | BH Colorado Electric Oper Co | Regulated Electric (122) | COE Elec 69kV Distribution Lines | 894 (D) Canon City-S Canon-Cotr Mil Tap #26 | 135500 | Crossarm Assemblies, Wood: 7914000000 | 21746345 | Crossarm Assemblies, Wood | 2011-06-01 | 2011-01-01 | 50507XFER
0 | 0 | 0 | 0 | 2024-12-01 | BH Colorado Electric Oper Co | Regulated Electric (122) | COE Elec 69kV Distribution Lines | 894 (D) Canon City-S Canon-Cotr Mil Tap #26 | 135500 | Crossarm, Wood: 2451000000 | 21746438 | Crossarm, Wood | 2012-03-03 | 2012-01-01 | 50507XFER
0 | 0 | 0 | 0 | 2024-12-01 | BH Colorado Electric Oper Co | Regulated Electric (122) | COE Elec 69kV Distribution Lines | 894 (D) Canon City-S Canon-Cotr Mil Tap #26 | 135500 | Crossarm, Wood: 2451000000 | 21746401 | Crossarm, Wood | 2012-02-01 | 2012-01-01 | 50507XFER
0 | 0 | 0 | 0 | 2024-12-01 | BH Colorado Electric Oper Co | Regulated Electric (122) | COE Elec 69kV Distribution Lines | 894 (D) Canon City-S Canon-Cotr Mil Tap #26 | 135500 | Crossarm, Wood: 2451000000 | 21746380 | Crossarm, Wood | 2011-12-30 | 2012-01-01 | 50507XFER
0 | 0 | 0 | 0 | 2024-12-01 | BH Colorado Electric Oper Co | Regulated Electric (122) | COE Elec 69kV Distribution Lines | 894 (D) Canon City-S Canon-Cotr Mil Tap #26 | 135500 | Guys: 4060000000 | 21746410 | Guys | 2012-03-03 | 2012-01-01 | 50507XFER
0 | 0 | 0 | 0 | 2024-12-01 | BH Colorado Electric Oper Co | Regulated Electric (122) | COE Elec 69kV Distribution Lines | 894 (D) Canon City-S Canon-Cotr Mil Tap #26 | 135500 | Pole, Wood, 50': 6161500000 | 21746324 | Pole, Wood, 50' | 2011-06-01 | 2011-01-01 | 50507XFER
0 | 0 | 0 | 0 | 2024-12-01 | BH Colorado Electric Oper Co | Regulated Electric (122) | COE Elec 69kV Distribution Lines | 894 (D) Canon City-S Canon-Cotr Mil Tap #26 | 135500 | Pole, Wood, 55': 6161550000 | 21746359 | Pole, Wood, 55' | 2011-12-30 | 2012-01-01 | 50507XFER
0 | 0 | 0 | 0 | 2024-12-01 | BH Colorado Electric Oper Co | Regulated Electric (122) | COE Elec 69kV Distribution Lines | 894 (D) Canon City-S Canon-Cotr Mil Tap #26 | 135500 | Pole, Wood, 60': 6161600000 | 21746394 | Pole, Wood, 60' | 2011-12-30 | 2012-01-01 | 50507XFER
0 | 0 | 0 | 0 | 2024-12-01 | BH Colorado Electric Oper Co | Regulated Electric (122) | COE Elec 69kV Distribution Lines | 894 (D) Canon City-S Canon-Cotr Mil Tap #26 | 135500 | Pole, Wood, 65' Or Greater: 6161650000 | 21746424 | Pole, Wood, 65' Or Greater | 2012-03-03 | 2012-01-01 | 50507XFER
0 | 0 | 0 | 0 | 2024-12-01 | BH Colorado Electric Oper Co | Regulated Electric (122) | COE Elec 69kV Distribution Lines | 894 (D) Canon City-S Canon-Cotr Mil Tap #26 | 135500 | Pole, Wood, 65' Or Greater: 6161650000 | 21746373 | Pole, Wood, 65' Or Greater | 2011-12-30 | 2012-01-01 | 50507XFER
0 | 0 | 0 | 0 | 2024-12-01 | BH Colorado Electric Oper Co | Regulated Electric (122) | COE Elec 69kV Distribution Lines | 894 (D) Canon City-S Canon-Cotr Mil Tap #26 | 135500 | Pole, Wood: 7911000000 | 21746352 | Pole, Wood | 2011-09-01 | 2011-01-01 | 50507XFER
0 | 0 | 0 | 0 | 2024-12-01 | BH Colorado Electric Oper Co | Regulated Electric (122) | COE Elec 69kV Distribution Lines | 894 (D) Canon City-S Canon-Cotr Mil Tap #26 | 135600 | Conductor, Oh Copper Bare 4: 1683030000 | 21746445 | Conductor, Oh Copper Bare 4 | 2012-03-03 | 2012-01-01 | 50507XFER
0 | 0 | 0 | 0 | 2024-12-01 | BH Colorado Electric Oper Co | Regulated Electric (122) | COE Elec 69kV Distribution Lines | 894 (D) Canon City-S Canon-Cotr Mil Tap #26 | 135600 | Insulators-Post- 115kv: 4272115000 | 21746431 | Insulators-Post- 115kv | 2012-03-03 | 2012-01-01 | 50507XFER
0 | 0 | 0 | 0 | 2024-12-01 | BH Colorado Electric Oper Co | Regulated Electric (122) | COE Elec 69kV Distribution Lines | 894 (D) Canon City-S Canon-Cotr Mil Tap #26 | 135600 | Suspension Insulators: 4273000000 | 21746417 | Suspension Insulators | 2012-03-03 | 2012-01-01 | 50507XFER
0 | 0 | 0 | 0 | 2024-12-01 | BH Colorado Electric Oper Co | Regulated Electric (122) | COE Elec 69kV Distribution Lines | 894 (D) Canon City-S Canon-Cotr Mil Tap #26 | 135600 | Suspension Insulators: 4273000000 | 21746338 | Suspension Insulators | 2011-06-01 | 2011-01-01 | 50507XFER
0 | 0 | 0 | 0 | 2024-12-01 | BH Colorado Electric Oper Co | Regulated Electric (122) | COE Elec 69kV Distribution Lines | X DNU 840 (D) Holcim Switch # 11- Portland Sub | 135500 | Anchors: 0140000000 | 32607467 | ANCHORS | 2001-02-01 | 2001-01-01 | 50507XFER
0 | 0 | 0 | 0 | 2024-12-01 | BH Colorado Electric Oper Co | Regulated Electric (122) | COE Elec 69kV Distribution Lines | X DNU 840 (D) Holcim Switch # 11- Portland Sub | 135500 | Crossarm Assemblies, Wood: 7914000000 | 32607478 | CROSSARM ASSEMBLIES, WOOD | 1987-07-01 | 1987-07-01 | 50507XFER
0 | 0 | 0 | 0 | 2024-12-01 | BH Colorado Electric Oper Co | Regulated Electric (122) | COE Elec 69kV Distribution Lines | X DNU 840 (D) Holcim Switch # 11- Portland Sub | 135500 | Crossarm Assemblies, Wood: 7914000000 | 32607523 | CROSSARM ASSEMBLIES, WOOD | 2001-02-01 | 2001-01-01 | 50507XFER
0 | 0 | 0 | 0 | 2024-12-01 | BH Colorado Electric Oper Co | Regulated Electric (122) | COE Elec 69kV Distribution Lines | X DNU 840 (D) Holcim Switch # 11- Portland Sub | 135500 | Pole, Wood: 7911000000 | 32607512 | POLE, WOOD | 2001-02-01 | 2001-01-01 | 50507XFER
0 | 0 | 0 | 0 | 2024-12-01 | BH Colorado Electric Oper Co | Regulated Electric (122) | COE Elec 69kV Distribution Lines | X DNU 840 (D) Holcim Switch # 11- Portland Sub | 135500 | Pole, Wood: 7911000000 | 32607434 | POLE, WOOD | 1987-07-01 | 1987-07-01 | 50507XFER
0 | 0 | 0 | 0 | 2024-12-01 | BH Colorado Electric Oper Co | Regulated Electric (122) | COE Elec 69kV Distribution Lines | X DNU 840 (D) Holcim Switch # 11- Portland Sub | 135600 | Conductor, Oh: 1681000000 | 32607379 | CONDUCTOR, OVERHEAD | 1987-07-01 | 1987-07-01 | 50507XFER
0 | 0 | 0 | 0 | 2024-12-01 | BH Colorado Electric Oper Co | Regulated Electric (122) | COE Elec 69kV Distribution Lines | X DNU 840 (D) Holcim Switch # 11- Portland Sub | 135600 | Post Insulators: 4272000000 | 32607357 | POST INSULATORS | 2001-02-01 | 2001-01-01 | 50507XFER
0 | 0 | 0 | 0 | 2024-12-01 | BH Colorado Electric Oper Co | Regulated Electric (122) | COE Elec 69kV Distribution Lines | X DNU 840 (D) Holcim Switch # 11- Portland Sub | 135600 | Static Wire (Transmission Lines): 1682000000 | 32607412 | STATIC WIRE (TRANSMISSION LINES) | 1987-07-01 | 1987-07-01 | 50507XFER
0 | 0 | 0 | 0 | 2024-12-01 | BH Colorado Electric Oper Co | Regulated Electric (122) | COE Elec 69kV Distribution Lines | X DNU 840 (D) Holcim Switch # 11- Portland Sub | 135600 | Suspension Insulators: 4273000000 | 32607346 | SUSPENSION INSULATORS | 2001-02-01 | 2001-01-01 | 50507XFER
0 | 0 | 0 | 0 | 2024-12-01 | BH Colorado Electric Oper Co | Regulated Electric (122) | COE ELEC GEN-BUSCH RANCH WIND PRJCT | COE ELEC GEN-BUSCH RANCH WIND PRJCT | 135200 | Estimated Additions: 0010000000 | 12029472 | GAGLIANO ENGINEERING 70.0100 BUSCH RANCH | 2012-09-19 | 2013-09-01 | 10046335
0 | 0 | 0 | 0 | 2024-12-01 | BH Colorado Electric Oper Co | Regulated Electric (122) | COE ELEC GEN-BUSCH RANCH WIND PRJCT | COE ELEC GEN-BUSCH RANCH WIND PRJCT | 135200 | Estimated Additions: 0010000000 | 11660451 | GAGLIANO ENGINEERING 70.0100 BUSCH RANCH | 2012-09-19 | 2012-10-01 | 10046335
1 | 0 | 0 | 0 | 2024-12-01 | BH Colorado Electric Oper Co | Regulated Electric (122) | COE ELEC GEN-BUSCH RANCH WIND PRJCT | COE ELEC GEN-BUSCH RANCH WIND PRJCT | 135200 | Non Detailed Property Unit: 9999999999 | 12043178 | Non Detailed Property Unit | 2012-09-19 | 2012-09-01 | 10046335
0 | 0 | 0 | 0 | 2024-12-01 | BH Colorado Electric Oper Co | Regulated Electric (122) | COE ELEC GEN-BUSCH RANCH WIND PRJCT | COE ELEC GEN-BUSCH RANCH WIND PRJCT | 135300 | Estimated Additions: 0010000000 | 12038612 | Trans/Substation Engineering | 2012-09-26 | 2013-09-01 | 10041891
0 | 0 | 0 | 0 | 2024-12-01 | BH Colorado Electric Oper Co | Regulated Electric (122) | COE ELEC GEN-BUSCH RANCH WIND PRJCT | COE ELEC GEN-BUSCH RANCH WIND PRJCT | 135300 | Estimated Additions: 0010000000 | 11659245 | BRW Substation - NTD Holdco USA, Inc. | 2012-09-19 | 2012-10-01 | 10044738
0 | 0 | 0 | 0 | 2024-12-01 | BH Colorado Electric Oper Co | Regulated Electric (122) | COE ELEC GEN-BUSCH RANCH WIND PRJCT | COE ELEC GEN-BUSCH RANCH WIND PRJCT | 135300 | Estimated Additions: 0010000000 | 12029409 | BHC Salaries - Procure/Engin | 2012-09-26 | 2013-09-01 | 10041893
0 | 0 | 0 | 0 | 2024-12-01 | BH Colorado Electric Oper Co | Regulated Electric (122) | COE ELEC GEN-BUSCH RANCH WIND PRJCT | COE ELEC GEN-BUSCH RANCH WIND PRJCT | 135300 | Estimated Additions: 0010000000 | 12029455 | BRW SUBSTATION-RATTLESNAKE BUTTE SUBSTATION | 2012-09-19 | 2013-09-01 | 10044734
0 | 0 | 0 | 0 | 2024-12-01 | BH Colorado Electric Oper Co | Regulated Electric (122) | COE ELEC GEN-BUSCH RANCH WIND PRJCT | COE ELEC GEN-BUSCH RANCH WIND PRJCT | 135300 | Estimated Additions: 0010000000 | 11696476 | Surveying | 2012-09-26 | 2012-11-01 | 10041892
0 | 0 | 0 | 0 | 2024-12-01 | BH Colorado Electric Oper Co | Regulated Electric (122) | COE ELEC GEN-BUSCH RANCH WIND PRJCT | COE ELEC GEN-BUSCH RANCH WIND PRJCT | 135300 | Estimated Additions: 0010000000 | 11638508 | Circuit Breakers | 2012-09-19 | 2012-09-01 | 10041874
0 | 0 | 0 | 0 | 2024-12-01 | BH Colorado Electric Oper Co | Regulated Electric (122) | COE ELEC GEN-BUSCH RANCH WIND PRJCT | COE ELEC GEN-BUSCH RANCH WIND PRJCT | 135300 | Estimated Additions: 0010000000 | 11695583 | BHC Salaries - Procure/Engin | 2012-09-26 | 2012-11-01 | 10041893
0 | 0 | 0 | 0 | 2024-12-01 | BH Colorado Electric Oper Co | Regulated Electric (122) | COE ELEC GEN-BUSCH RANCH WIND PRJCT | COE ELEC GEN-BUSCH RANCH WIND PRJCT | 135300 | Estimated Additions: 0010000000 | 11638513 | BRW Substation - Geotechnical Engineering | 2012-09-19 | 2012-09-01 | 10044735
0 | 0 | 0 | 0 | 2024-12-01 | BH Colorado Electric Oper Co | Regulated Electric (122) | COE ELEC GEN-BUSCH RANCH WIND PRJCT | COE ELEC GEN-BUSCH RANCH WIND PRJCT | 135300 | Estimated Additions: 0010000000 | 11660236 | CONTROL ENCLOSURE/RELAY PANELS | 2012-09-19 | 2012-10-01 | 10044311
0 | 0 | 0 | 0 | 2024-12-01 | BH Colorado Electric Oper Co | Regulated Electric (122) | COE ELEC GEN-BUSCH RANCH WIND PRJCT | COE ELEC GEN-BUSCH RANCH WIND PRJCT | 135300 | Estimated Additions: 0010000000 | 12029436 | CONTROL ENCLOSURE/RELAY PANELS | 2012-09-19 | 2013-09-01 | 10044311
0 | 0 | 0 | 0 | 2024-12-01 | BH Colorado Electric Oper Co | Regulated Electric (122) | COE ELEC GEN-BUSCH RANCH WIND PRJCT | COE ELEC GEN-BUSCH RANCH WIND PRJCT | 135300 | Estimated Additions: 0010000000 | 12029433 | CABLE TRENCH | 2012-09-19 | 2013-09-01 | 10044309
0 | 0 | 0 | 0 | 2024-12-01 | BH Colorado Electric Oper Co | Regulated Electric (122) | COE ELEC GEN-BUSCH RANCH WIND PRJCT | COE ELEC GEN-BUSCH RANCH WIND PRJCT | 135300 | Estimated Additions: 0010000000 | 12038615 | Surveying | 2012-09-26 | 2013-09-01 | 10041892
0 | 0 | 0 | 0 | 2024-12-01 | BH Colorado Electric Oper Co | Regulated Electric (122) | COE ELEC GEN-BUSCH RANCH WIND PRJCT | COE ELEC GEN-BUSCH RANCH WIND PRJCT | 135300 | Estimated Additions: 0010000000 | 11638503 | BRW SUBSTATION-RATTLESNAKE BUTTE SUBSTATION | 2012-09-19 | 2012-09-01 | 10044734
0 | 0 | 0 | 0 | 2024-12-01 | BH Colorado Electric Oper Co | Regulated Electric (122) | COE ELEC GEN-BUSCH RANCH WIND PRJCT | COE ELEC GEN-BUSCH RANCH WIND PRJCT | 135300 | Estimated Additions: 0010000000 | 11659248 | BRW Substation - BHC Salaries (Procurement/Engineering) | 2012-09-19 | 2012-10-01 | 10044737
0 | 0 | 0 | 0 | 2024-12-01 | BH Colorado Electric Oper Co | Regulated Electric (122) | COE ELEC GEN-BUSCH RANCH WIND PRJCT | COE ELEC GEN-BUSCH RANCH WIND PRJCT | 135300 | Estimated Additions: 0010000000 | 11613215 | CABLE TRENCH | 2012-09-19 | 2012-09-01 | 10044309
0 | 0 | 0 | 0 | 2024-12-01 | BH Colorado Electric Oper Co | Regulated Electric (122) | COE ELEC GEN-BUSCH RANCH WIND PRJCT | COE ELEC GEN-BUSCH RANCH WIND PRJCT | 135300 | Estimated Additions: 0010000000 | 11638518 | GAGLIANO ENGINEERING 70.0100 BUSCH RANCH | 2012-09-19 | 2012-09-01 | 10046335
0 | 0 | 0 | 0 | 2024-12-01 | BH Colorado Electric Oper Co | Regulated Electric (122) | COE ELEC GEN-BUSCH RANCH WIND PRJCT | COE ELEC GEN-BUSCH RANCH WIND PRJCT | 135300 | Estimated Additions: 0010000000 | 11659215 | BRW Substation - Start-up & Commissioning | 2012-09-19 | 2012-10-01 | 10044740
0 | 0 | 0 | 0 | 2024-12-01 | BH Colorado Electric Oper Co | Regulated Electric (122) | COE ELEC GEN-BUSCH RANCH WIND PRJCT | COE ELEC GEN-BUSCH RANCH WIND PRJCT | 135300 | Estimated Additions: 0010000000 | 11660201 | MISCELLANEOUS MATERIAL | 2012-09-19 | 2012-10-01 | 10044310
0 | 0 | 0 | 0 | 2024-12-01 | BH Colorado Electric Oper Co | Regulated Electric (122) | COE ELEC GEN-BUSCH RANCH WIND PRJCT | COE ELEC GEN-BUSCH RANCH WIND PRJCT | 135300 | Estimated Additions: 0010000000 | 12029385 | Circuit Breakers | 2012-09-19 | 2013-09-01 | 10041874
0 | 0 | 0 | 0 | 2024-12-01 | BH Colorado Electric Oper Co | Regulated Electric (122) | COE ELEC GEN-BUSCH RANCH WIND PRJCT | COE ELEC GEN-BUSCH RANCH WIND PRJCT | 135300 | Estimated Additions: 0010000000 | 12029458 | BRW Substation - Geotechnical Engineering | 2012-09-19 | 2013-09-01 | 10044735
0 | 0 | 0 | 0 | 2024-12-01 | BH Colorado Electric Oper Co | Regulated Electric (122) | COE ELEC GEN-BUSCH RANCH WIND PRJCT | COE ELEC GEN-BUSCH RANCH WIND PRJCT | 135300 | Estimated Additions: 0010000000 | 11696715 | Trans/Substation Engineering | 2012-09-26 | 2012-11-01 | 10041891
1 | 0 | 0 | 0 | 2024-12-01 | BH Colorado Electric Oper Co | Regulated Electric (122) | COE ELEC GEN-BUSCH RANCH WIND PRJCT | COE ELEC GEN-BUSCH RANCH WIND PRJCT | 135300 | Non Detailed Property Unit: 9999999999 | 12043145 | Non Detailed Property Unit | 2012-09-19 | 2012-09-01 | 10044735
1 | 0 | 0 | 0 | 2024-12-01 | BH Colorado Electric Oper Co | Regulated Electric (122) | COE ELEC GEN-BUSCH RANCH WIND PRJCT | COE ELEC GEN-BUSCH RANCH WIND PRJCT | 135300 | Non Detailed Property Unit: 9999999999 | 12058916 | Non Detailed Property Unit | 2012-09-19 | 2012-10-01 | 10044738
1 | 0 | 0 | 0 | 2024-12-01 | BH Colorado Electric Oper Co | Regulated Electric (122) | COE ELEC GEN-BUSCH RANCH WIND PRJCT | COE ELEC GEN-BUSCH RANCH WIND PRJCT | 135300 | Non Detailed Property Unit: 9999999999 | 12043159 | Non Detailed Property Unit | 2012-09-19 | 2012-10-01 | 10044740
1 | 0 | 0 | 0 | 2024-12-01 | BH Colorado Electric Oper Co | Regulated Electric (122) | COE ELEC GEN-BUSCH RANCH WIND PRJCT | COE ELEC GEN-BUSCH RANCH WIND PRJCT | 135300 | Non Detailed Property Unit: 9999999999 | 12058943 | Non Detailed Property Unit | 2012-09-19 | 2012-10-01 | 10044737
0 | 0 | 0 | 0 | 2024-12-01 | BH Colorado Electric Oper Co | Regulated Electric (122) | COE ELEC GEN-BUSCH RANCH WIND PRJCT | COE ELEC GEN-BUSCH RANCH WIND PRJCT | 135300 | Non Detailed Property Unit: 9999999999 | 12107241 | Non Detailed Property Unit | 2012-09-19 | 2012-09-01 | 10044310
1 | 0 | 0 | 0 | 2024-12-01 | BH Colorado Electric Oper Co | Regulated Electric (122) | COE ELEC GEN-BUSCH RANCH WIND PRJCT | COE ELEC GEN-BUSCH RANCH WIND PRJCT | 135300 | Non Detailed Property Unit: 9999999999 | 12043129 | Non Detailed Property Unit | 2012-09-19 | 2012-09-01 | 10044311
1 | 0 | 0 | 0 | 2024-12-01 | BH Colorado Electric Oper Co | Regulated Electric (122) | COE ELEC GEN-BUSCH RANCH WIND PRJCT | COE ELEC GEN-BUSCH RANCH WIND PRJCT | 135300 | Non Detailed Property Unit: 9999999999 | 12043138 | Non Detailed Property Unit | 2012-09-19 | 2012-09-01 | 10044734
0 | 0 | 0 | 0 | 2024-12-01 | BH Colorado Electric Oper Co | Regulated Electric (122) | COE ELEC GEN-BUSCH RANCH WIND PRJCT | COE ELEC GEN-BUSCH RANCH WIND PRJCT | 135300 | Non Detailed Property Unit: 9999999999 | 12107233 | Non Detailed Property Unit | 2012-09-19 | 2012-09-01 | 10044309
1 | 308060.51 | 76039.9681 | 232020.5419 | 2024-12-01 | BH Colorado Electric Oper Co | Regulated Electric (122) | COE ELEC GEN-BUSCH RANCH WIND PRJCT | COE ELEC GEN-BUSCH RANCH WIND PRJCT | 135301 | Step-Up Transformer: 8609600000 | 29640599 | GENERATOR STEP UP TRANSFORMER (GSU) | 2012-10-16 | 2012-10-01 | 10041871
0 | 0 | 0 | 0 | 2024-12-01 | BH Colorado Electric Oper Co | Regulated Electric (122) | COE ELEC GEN-PAGS UNIT # 6 | COE ELEC GEN-PAGS UNIT # 6 | 135300 | Estimated Additions: 0010000000 | 19790550 | Miscellaneous Materials (substation upgrade contract) | 2016-12-29 | 2017-06-01 | 10030022
0 | 0 | 0 | 0 | 2024-12-01 | BH Colorado Electric Oper Co | Regulated Electric (122) | COE ELEC GEN-PAGS UNIT # 6 | COE ELEC GEN-PAGS UNIT # 6 | 135300 | Estimated Additions: 0010000000 | 19807417 | BHCOE_PAGS 3_ENGINEERING PHASE 2 | 2016-12-29 | 2016-12-01 | 10051316
0 | 0 | 0 | 0 | 2024-12-01 | BH Colorado Electric Oper Co | Regulated Electric (122) | COE ELEC GEN-PAGS UNIT # 6 | COE ELEC GEN-PAGS UNIT # 6 | 135300 | Estimated Additions: 0010000000 | 19807350 | Substation Upgrades | 2016-12-29 | 2016-12-01 | 10030027
0 | 0 | 0 | 0 | 2024-12-01 | BH Colorado Electric Oper Co | Regulated Electric (122) | COE ELEC GEN-PAGS UNIT # 6 | COE ELEC GEN-PAGS UNIT # 6 | 135300 | Estimated Additions: 0010000000 | 19807384 | Control & Protection | 2016-12-29 | 2016-12-01 | 10030023
0 | 0 | 0 | 0 | 2024-12-01 | BH Colorado Electric Oper Co | Regulated Electric (122) | COE ELEC GEN-PAGS UNIT # 6 | COE ELEC GEN-PAGS UNIT # 6 | 135300 | Estimated Additions: 0010000000 | 19807373 | Miscellaneous Materials | 2016-12-29 | 2016-12-01 | 10030022
0 | 0 | 0 | 0 | 2024-12-01 | BH Colorado Electric Oper Co | Regulated Electric (122) | COE ELEC GEN-PAGS UNIT # 6 | COE ELEC GEN-PAGS UNIT # 6 | 135300 | Estimated Additions: 0010000000 | 19807395 | Circuit Breaker | 2016-12-29 | 2016-12-01 | 10030024
0 | 0 | 0 | 0 | 2024-12-01 | BH Colorado Electric Oper Co | Regulated Electric (122) | COE ELEC GEN-PAGS UNIT # 6 | COE ELEC GEN-PAGS UNIT # 6 | 135300 | Estimated Additions: 0010000000 | 19785951 | BHCOE_PAGS EXPANSION_Switchyard Commissioning | 2016-12-29 | 2016-12-01 | 10055055
0 | 0 | 0 | 0 | 2024-12-01 | BH Colorado Electric Oper Co | Regulated Electric (122) | COE ELEC GEN-PAGS UNIT # 6 | COE ELEC GEN-PAGS UNIT # 6 | 135300 | Estimated Additions: 0010000000 | 19807362 | Switchyard CCVT's | 2016-12-29 | 2016-12-01 | 10030021
0 | 0 | 0 | 0 | 2024-12-01 | BH Colorado Electric Oper Co | Regulated Electric (122) | COE ELEC GEN-PAGS UNIT # 6 | COE ELEC GEN-PAGS UNIT # 6 | 135300 | Estimated Additions: 0010000000 | 19807406 | Switchyard Structures | 2016-12-29 | 2016-12-01 | 10030025
1 | 2655926.72 | 445790.5805 | 2210136.1395 | 2024-12-01 | BH Colorado Electric Oper Co | Regulated Electric (122) | COE ELEC GEN-PAGS UNIT # 6 | COE ELEC GEN-PAGS UNIT # 6 | 135301 | Step-Up Transformer: 8609600000 | 29640608 | Generator Step-Up Transformer (GSU) sn 186133 | 2016-12-29 | 2016-12-01 | 10052195
0 | 0 | 0 | 0 | 2024-12-01 | BH Colorado Electric Oper Co | Regulated Electric (122) | COE Elec Gen-Pblo Arprt Ind Prk Dsl | WPC Unit Pueblo Indust Park Diesel | 135301 | Estimated Additions: 0010000000 | 36460853 | Replace 115kV bushings on AIP Substation XFMR Unit 3 | 2022-12-05 | 2022-12-01 | 10081077
1 | 19999.98 | 9280.9687 | 10719.0113 | 2024-12-01 | BH Colorado Electric Oper Co | Regulated Electric (122) | COE Elec Gen-Pblo Arprt Ind Prk Dsl | WPC Unit Pueblo Indust Park Diesel | 135301 | Step-Up Foundation: 8608600000 | 29640630 | CONCRETE PAD AND CURBS | 2001-12-18 | 2002-01-01 | 10012026
1 | 183529.39 | 85166.6115 | 98362.7785 | 2024-12-01 | BH Colorado Electric Oper Co | Regulated Electric (122) | COE Elec Gen-Pblo Arprt Ind Prk Dsl | WPC Unit Pueblo Indust Park Diesel | 135301 | Step-Up Transformer: 8609600000 | 29640652 | 10/12.5MVA, 115/4.16KV, ASEA | 2001-12-18 | 2002-01-01 | 10012026
0 | 0 | 0 | 0 | 2024-12-01 | BH Colorado Electric Oper Co | Regulated Electric (122) | COE ELEC GEN-PEAKVIEW WIND | COE ELEC GEN-PEAKVIEW WIND (LA) | 135002 | Estimated Additions: 0010000000 | 18557559 | 2015_BHCOE_PEAK VIEW_TRANSMISSION_EASEMENTS | 2016-11-07 | 2016-11-01 | 10054546
0 | 0 | 0 | 0 | 2024-12-01 | BH Colorado Electric Oper Co | Regulated Electric (122) | COE ELEC GEN-PEAKVIEW WIND | COE ELEC GEN-PEAKVIEW WIND (LA) | 135002 | Estimated Additions: 0010000000 | 19718016 | 2015_BHCOE_PEAK VIEW_TRANSMISSION_EASEMENTS | 2016-11-07 | 2017-05-01 | 10054546
0 | 0 | 0 | 0 | 2024-12-01 | BH Colorado Electric Oper Co | Regulated Electric (122) | COE ELEC GEN-PEAKVIEW WIND | COE ELEC GEN-PEAKVIEW WIND (LA) | 135300 | A dummy retirement unit: | 20706746 | A dummy retirement unit | 2016-09-01 | 2016-09-01 | 10052167
0 | 0 | 0 | 0 | 2024-12-01 | BH Colorado Electric Oper Co | Regulated Electric (122) | COE ELEC GEN-PEAKVIEW WIND | COE ELEC GEN-PEAKVIEW WIND (LA) | 135300 | Estimated Additions: 0010000000 | 17938206 | 2015_PEAK VIEW_RATTLESNAKE EXPANSION | 2016-09-01 | 2016-09-01 | 10052167
0 | 0 | 0 | 0 | 2024-12-01 | BH Colorado Electric Oper Co | Regulated Electric (122) | COE ELEC GEN-PEAKVIEW WIND | COE ELEC GEN-PEAKVIEW WIND (LA) | 135500 | Estimated Additions: 0010000000 | 20136275 | 2015_PEAK VIEW_TRANSMISSION_INVENERGY_BUILD TRANSFER AGREEMENT | 2016-11-07 | 2017-07-01 | 10054545
0 | 0 | 0 | 0 | 2024-12-01 | BH Colorado Electric Oper Co | Regulated Electric (122) | COE ELEC GEN-PEAKVIEW WIND | COE ELEC GEN-PEAKVIEW WIND (LA) | 135500 | Estimated Additions: 0010000000 | 20295002 | 2015_PEAK VIEW_RATTLESNAKE EXPANSION | 2016-09-01 | 2017-08-01 | 10052167
0 | 0 | 0 | 0 | 2024-12-01 | BH Colorado Electric Oper Co | Regulated Electric (122) | COE ELEC GEN-PEAKVIEW WIND | COE ELEC GEN-PEAKVIEW WIND (LA) | 135500 | Estimated Additions: 0010000000 | 18557556 | 2015_PEAK VIEW_TRANSMISSION_INVENERGY_BUILD TRANSFER AGREEMENT | 2016-11-07 | 2016-11-01 | 10054545
0 | 0 | 0 | 0 | 2024-12-01 | BH Colorado Electric Oper Co | Regulated Electric (122) | COE Elec Gen-Pueblo Plant-General | WPC Pueblo Plant - General | 135300 | Batteries, Storage: 0350000000 | 9733810 | NEW STATION BATTERIES/PUEBLO | 2008-04-01 | 2008-01-01 | 10006969
0 | 0 | 0 | 0 | 2024-12-01 | BH Colorado Electric Oper Co | Regulated Electric (122) | COE Elec Gen-Pueblo Plant-General | WPC Pueblo Plant - General | 135300 | Estimated Additions: 0010000000 | 13489023 | TEST EQUIPMENT-TRANMISSION SUBTATION TEST EQUIPMENT HI POT, TTR (SINGLE AND THREE PHASE) PLC TUNING EQUIPMENT | 2015-08-12 | 2015-08-01 | 10049209
2 | 41401.28 | 7766.6412 | 33634.6388 | 2024-12-01 | BH Colorado Electric Oper Co | Regulated Electric (122) | COE Elec Gen-Pueblo Plant-General | WPC Pueblo Plant - General | 135300 | Miscellaneous Testing Eq: 4411900000 | 13617129 | PLC TUNING EQUIPMENT | 2015-08-12 | 2015-08-01 | 10049209
1 | 182936.49 | -562.1821 | 183498.6721 | 2024-12-01 | BH Colorado Electric Oper Co | Regulated Electric (122) | COE ELEC SUBSTATIONS | 20707 NORTH PENROSE SUB 115kV/13.8kV | 135001 | Land: 4481XXXXXX | 26660702 | Land-Fremont County-TRS 3, 4 SEC 28-18-68 Beaver Park, Less HWY 7; a TR containing 8 AC M/L being that PT SW4SE4 Loc S of State HWY 155 less 1.895 AC M/L to HWY SEC 21-18-68 TR-52 Less .063 AC to CDOT known as o 19 K Street, Penrose CO 81240 | 2018-10-01 | 2018-10-01 | 10058075
6 | 9612.53 | 284.7245 | 9327.8055 | 2024-12-01 | BH Colorado Electric Oper Co | Regulated Electric (122) | COE ELEC SUBSTATIONS | 20707 NORTH PENROSE SUB 115kV/13.8kV | 135300 | Arrester - 69,001-146,000 Volts: 0211460000 | 37567910 | 96 kV lightning arrester | 2023-02-22 | 2023-01-01 | 10067000
0 | 33129.16 | 981.2904 | 32147.8696 | 2024-12-01 | BH Colorado Electric Oper Co | Regulated Electric (122) | COE ELEC SUBSTATIONS | 20707 NORTH PENROSE SUB 115kV/13.8kV | 135300 | Batteries, Storage - Station: 0353000000 | 37567952 | Batteries, Storage - Station | 2023-02-22 | 2023-02-01 | 10067000
4 | 378107.29 | 11199.5909 | 366907.6991 | 2024-12-01 | BH Colorado Electric Oper Co | Regulated Electric (122) | COE ELEC SUBSTATIONS | 20707 NORTH PENROSE SUB 115kV/13.8kV | 135300 | Breaker, 115 KV: 6212115115 | 37567946 | Circuit Breaker 115kV | 2023-02-22 | 2023-01-01 | 10067000
0 | 148508.61 | 4398.8458 | 144109.7642 | 2024-12-01 | BH Colorado Electric Oper Co | Regulated Electric (122) | COE ELEC SUBSTATIONS | 20707 NORTH PENROSE SUB 115kV/13.8kV | 135300 | Bus and Station Conductor: 0770000000 | 37567917 | Bus | 2023-02-22 | 2023-01-01 | 10067000
0 | 44272.07 | 1311.3449 | 42960.7251 | 2024-12-01 | BH Colorado Electric Oper Co | Regulated Electric (122) | COE ELEC SUBSTATIONS | 20707 NORTH PENROSE SUB 115kV/13.8kV | 135300 | Cable Trench: 1824000000 | 37567925 | Cable Trench | 2023-02-22 | 2023-01-01 | 10067000
0 | 429250.98 | 12714.4741 | 416536.5059 | 2024-12-01 | BH Colorado Electric Oper Co | Regulated Electric (122) | COE ELEC SUBSTATIONS | 20707 NORTH PENROSE SUB 115kV/13.8kV | 135300 | Clearing & Grading: 1260000000 | 37567955 | Clearing & Grading | 2023-02-22 | 2023-02-01 | 10067000
0 | 457348.06 | 13546.7136 | 443801.3464 | 2024-12-01 | BH Colorado Electric Oper Co | Regulated Electric (122) | COE ELEC SUBSTATIONS | 20707 NORTH PENROSE SUB 115kV/13.8kV | 135300 | Cntl Cbl Switchgear Metal-Clad: 1965210000 | 37567958 | Switchgear Enclosure | 2023-02-22 | 2023-02-01 | 10067000
0 | 6849.28 | 202.8766 | 6646.4034 | 2024-12-01 | BH Colorado Electric Oper Co | Regulated Electric (122) | COE ELEC SUBSTATIONS | 20707 NORTH PENROSE SUB 115kV/13.8kV | 135300 | Communications - JMUX Equip: | 37567940 | Communications - JMUX Equip | 2023-02-22 | 2023-01-01 | 10067000
0 | 36410.27 | 1078.4773 | 35331.7927 | 2024-12-01 | BH Colorado Electric Oper Co | Regulated Electric (122) | COE ELEC SUBSTATIONS | 20707 NORTH PENROSE SUB 115kV/13.8kV | 135300 | Cond. Control Cable, Other: 0772000000 | 37567922 | Control Cable | 2023-02-22 | 2023-01-01 | 10067000
0 | 96073.39 | 2845.7073 | 93227.6827 | 2024-12-01 | BH Colorado Electric Oper Co | Regulated Electric (122) | COE ELEC SUBSTATIONS | 20707 NORTH PENROSE SUB 115kV/13.8kV | 135300 | Conduit, Unknown type: 1825000000 | 37567949 | Station Conduit | 2023-02-22 | 2023-01-01 | 10067000
0 | 313648.61 | 9290.3157 | 304358.2943 | 2024-12-01 | BH Colorado Electric Oper Co | Regulated Electric (122) | COE ELEC SUBSTATIONS | 20707 NORTH PENROSE SUB 115kV/13.8kV | 135300 | Control Bldg w/Relay & Ctrl Panels: 1968000000 | 37568041 | Control Enclousre Relay Panels 1-6 | 2023-02-22 | 2023-02-01 | 10067000
0 | 0 | 0 | 0 | 2024-12-01 | BH Colorado Electric Oper Co | Regulated Electric (122) | COE ELEC SUBSTATIONS | 20707 NORTH PENROSE SUB 115kV/13.8kV | 135300 | Estimated Additions: 0010000000 | 36786018 | This work order is for the 115 kV side of the new North Penrose Substation. The distribution side of the substation has been deferred to a later date. | 2023-02-22 | 2023-02-01 | 10067000
0 | 0 | 0 | 0 | 2024-12-01 | BH Colorado Electric Oper Co | Regulated Electric (122) | COE ELEC SUBSTATIONS | 20707 NORTH PENROSE SUB 115kV/13.8kV | 135300 | Estimated Additions: 0010000000 | 36933373 | This work order is for the 115 kV side of the new North Penrose Substation. The distribution side of the substation has been deferred to a later date. | 2023-02-22 | 2023-03-01 | 10067000
0 | 47775.43 | 1415.1149 | 46360.3151 | 2024-12-01 | BH Colorado Electric Oper Co | Regulated Electric (122) | COE ELEC SUBSTATIONS | 20707 NORTH PENROSE SUB 115kV/13.8kV | 135300 | Fence: 3220000000 | 37567961 | Fence | 2023-02-22 | 2023-02-01 | 10067000
7 | 24761.28 | 733.4326 | 24027.8474 | 2024-12-01 | BH Colorado Electric Oper Co | Regulated Electric (122) | COE ELEC SUBSTATIONS | 20707 NORTH PENROSE SUB 115kV/13.8kV | 135300 | Foundation, Other: 3369000000 | 37567970 | Fdn CVT Str | 2023-02-22 | 2023-02-01 | 10067000
0 | 14996.23 | 444.1904 | 14552.0396 | 2024-12-01 | BH Colorado Electric Oper Co | Regulated Electric (122) | COE ELEC SUBSTATIONS | 20707 NORTH PENROSE SUB 115kV/13.8kV | 135300 | Foundation, Other: 3369000000 | 37567996 | Fdn Switchgear Encl | 2023-02-22 | 2023-02-01 | 10067000
12 | 42447.91 | 1257.313 | 41190.597 | 2024-12-01 | BH Colorado Electric Oper Co | Regulated Electric (122) | COE ELEC SUBSTATIONS | 20707 NORTH PENROSE SUB 115kV/13.8kV | 135300 | Foundation, Other: 3369000000 | 37567978 | Fdn High 1Ph Bus Str | 2023-02-22 | 2023-02-01 | 10067000
0 | 36785.19 | 1089.5825 | 35695.6075 | 2024-12-01 | BH Colorado Electric Oper Co | Regulated Electric (122) | COE ELEC SUBSTATIONS | 20707 NORTH PENROSE SUB 115kV/13.8kV | 135300 | Foundation, Other: 3369000000 | 37567967 | Fdn A frame DE | 2023-02-22 | 2023-02-01 | 10067000
12 | 42447.91 | 1257.313 | 41190.597 | 2024-12-01 | BH Colorado Electric Oper Co | Regulated Electric (122) | COE ELEC SUBSTATIONS | 20707 NORTH PENROSE SUB 115kV/13.8kV | 135300 | Foundation, Other: 3369000000 | 37567984 | Fdn Low 1Ph Bus Str | 2023-02-22 | 2023-02-01 | 10067000
0 | 7440.64 | 220.3928 | 7220.2472 | 2024-12-01 | BH Colorado Electric Oper Co | Regulated Electric (122) | COE ELEC SUBSTATIONS | 20707 NORTH PENROSE SUB 115kV/13.8kV | 135300 | Foundation, Other: 3369000000 | 37567993 | Fdn Shield Mast | 2023-02-22 | 2023-02-01 | 10067000
1 | 3537.31 | 104.7756 | 3432.5344 | 2024-12-01 | BH Colorado Electric Oper Co | Regulated Electric (122) | COE ELEC SUBSTATIONS | 20707 NORTH PENROSE SUB 115kV/13.8kV | 135300 | Foundation, Other: 3369000000 | 37567990 | Fdn PPT Str | 2023-02-22 | 2023-02-01 | 10067000
24 | 84895.81 | 2514.6258 | 82381.1842 | 2024-12-01 | BH Colorado Electric Oper Co | Regulated Electric (122) | COE ELEC SUBSTATIONS | 20707 NORTH PENROSE SUB 115kV/13.8kV | 135300 | Foundation, Other: 3369000000 | 37567987 | Fdn Low Switch Str | 2023-02-22 | 2023-02-01 | 10067000
4 | 34820.55 | 1031.3896 | 33789.1604 | 2024-12-01 | BH Colorado Electric Oper Co | Regulated Electric (122) | COE ELEC SUBSTATIONS | 20707 NORTH PENROSE SUB 115kV/13.8kV | 135300 | Foundation, Other: 3369000000 | 37567975 | Fdn Circuit Breaker | 2023-02-22 | 2023-02-01 | 10067000
4 | 14149.31 | 419.1045 | 13730.2055 | 2024-12-01 | BH Colorado Electric Oper Co | Regulated Electric (122) | COE ELEC SUBSTATIONS | 20707 NORTH PENROSE SUB 115kV/13.8kV | 135300 | Foundation, Other: 3369000000 | 37567981 | Fdn High Switch Str | 2023-02-22 | 2023-02-01 | 10067000
0 | 22363.71 | 662.4162 | 21701.2938 | 2024-12-01 | BH Colorado Electric Oper Co | Regulated Electric (122) | COE ELEC SUBSTATIONS | 20707 NORTH PENROSE SUB 115kV/13.8kV | 135300 | Foundation, Switchgear: 3363000000 | 37567964 | Fdn Control Encl | 2023-02-22 | 2023-02-01 | 10067000
0 | 125264.58 | 3710.3544 | 121554.2256 | 2024-12-01 | BH Colorado Electric Oper Co | Regulated Electric (122) | COE ELEC SUBSTATIONS | 20707 NORTH PENROSE SUB 115kV/13.8kV | 135300 | Grounding Systems, Station: 3920000000 | 37567928 | Grounding Systems, Station | 2023-02-22 | 2023-01-01 | 10067000
0 | 71032.3 | 2103.9867 | 68928.3133 | 2024-12-01 | BH Colorado Electric Oper Co | Regulated Electric (122) | COE ELEC SUBSTATIONS | 20707 NORTH PENROSE SUB 115kV/13.8kV | 135300 | Landscaping: 7701000000 | 37568002 | Landscaping | 2023-02-22 | 2023-02-01 | 10067000
17 | 26055.18 | 771.7581 | 25283.4219 | 2024-12-01 | BH Colorado Electric Oper Co | Regulated Electric (122) | COE ELEC SUBSTATIONS | 20707 NORTH PENROSE SUB 115kV/13.8kV | 135300 | Platform: | 37568035 | Operator Platforms | 2023-02-22 | 2023-02-01 | 10067000
0 | 2609.9 | 77.3056 | 2532.5944 | 2024-12-01 | BH Colorado Electric Oper Co | Regulated Electric (122) | COE ELEC SUBSTATIONS | 20707 NORTH PENROSE SUB 115kV/13.8kV | 135300 | Scada Equip - Not Available: 8191000000 | 37567934 | SEL 2730M Transceiver | 2023-02-22 | 2023-01-01 | 10067000
0 | 6890.65 | 204.102 | 6686.548 | 2024-12-01 | BH Colorado Electric Oper Co | Regulated Electric (122) | COE ELEC SUBSTATIONS | 20707 NORTH PENROSE SUB 115kV/13.8kV | 135300 | Scada Equip - Server/Router: 8191190000 | 37567943 | Cisco Grid Router | 2023-02-22 | 2023-01-01 | 10067000
0 | 2642.36 | 78.2671 | 2564.0929 | 2024-12-01 | BH Colorado Electric Oper Co | Regulated Electric (122) | COE ELEC SUBSTATIONS | 20707 NORTH PENROSE SUB 115kV/13.8kV | 135300 | SECURITY SYSTEM: 0630000027 | 37568038 | SECURITY SYSTEM | 2023-02-22 | 2023-02-01 | 10067000
0 | 151389.08 | 4484.1657 | 146904.9143 | 2024-12-01 | BH Colorado Electric Oper Co | Regulated Electric (122) | COE ELEC SUBSTATIONS | 20707 NORTH PENROSE SUB 115kV/13.8kV | 135300 | Station Rock: 7702000000 | 37568005 | Station Rock | 2023-02-22 | 2023-02-01 | 10067000
6 | 21232.24 | 628.9019 | 20603.3381 | 2024-12-01 | BH Colorado Electric Oper Co | Regulated Electric (122) | COE ELEC SUBSTATIONS | 20707 NORTH PENROSE SUB 115kV/13.8kV | 135300 | Structure - Steel: 7841085000 | 37568008 | Steel, 115 kV high 3PH bus str | 2023-02-22 | 2023-02-01 | 10067000
0 | 21154.1 | 626.5874 | 20527.5126 | 2024-12-01 | BH Colorado Electric Oper Co | Regulated Electric (122) | COE ELEC SUBSTATIONS | 20707 NORTH PENROSE SUB 115kV/13.8kV | 135300 | Structure - Steel: 7841085000 | 37568032 | Steel,shield mast | 2023-02-22 | 2023-02-01 | 10067000
2 | 141007.33 | 4176.6569 | 136830.6731 | 2024-12-01 | BH Colorado Electric Oper Co | Regulated Electric (122) | COE ELEC SUBSTATIONS | 20707 NORTH PENROSE SUB 115kV/13.8kV | 135300 | Structure - Steel: 7841085000 | 37568020 | Steel, 15 kV A-frame deadend | 2023-02-22 | 2023-02-01 | 10067000
4 | 6383.77 | 189.0882 | 6194.6818 | 2024-12-01 | BH Colorado Electric Oper Co | Regulated Electric (122) | COE ELEC SUBSTATIONS | 20707 NORTH PENROSE SUB 115kV/13.8kV | 135300 | Structure - Steel: 7841085000 | 37568026 | Steel, CVT 115 kV 1ph CVT str | 2023-02-22 | 2023-02-01 | 10067000
2 | 12988.63 | 384.725 | 12603.905 | 2024-12-01 | BH Colorado Electric Oper Co | Regulated Electric (122) | COE ELEC SUBSTATIONS | 20707 NORTH PENROSE SUB 115kV/13.8kV | 135300 | Structure - Steel: 7841085000 | 37568011 | Steel, 115 kV high switch str | 2023-02-22 | 2023-02-01 | 10067000
3 | 5470.77 | 162.045 | 5308.725 | 2024-12-01 | BH Colorado Electric Oper Co | Regulated Electric (122) | COE ELEC SUBSTATIONS | 20707 NORTH PENROSE SUB 115kV/13.8kV | 135300 | Structure - Steel: 7841085000 | 37568023 | Steel, CVT 115 kV 1PH CVT str | 2023-02-22 | 2023-02-01 | 10067000
1 | 2822.95 | 83.6162 | 2739.3338 | 2024-12-01 | BH Colorado Electric Oper Co | Regulated Electric (122) | COE ELEC SUBSTATIONS | 20707 NORTH PENROSE SUB 115kV/13.8kV | 135300 | Structure - Steel: 7841085000 | 37568029 | Steel, PPT 115 kV 1PH power PT str | 2023-02-22 | 2023-02-01 | 10067000
12 | 67195.36 | 1990.336 | 65205.024 | 2024-12-01 | BH Colorado Electric Oper Co | Regulated Electric (122) | COE ELEC SUBSTATIONS | 20707 NORTH PENROSE SUB 115kV/13.8kV | 135300 | Structure - Steel: 7841085000 | 37568017 | Steel, 115 kV low switch str | 2023-02-22 | 2023-02-01 | 10067000
12 | 18413.43 | 545.4084 | 17868.0216 | 2024-12-01 | BH Colorado Electric Oper Co | Regulated Electric (122) | COE ELEC SUBSTATIONS | 20707 NORTH PENROSE SUB 115kV/13.8kV | 135300 | Structure - Steel: 7841085000 | 37568014 | Steel, 115 kV low 1PH bus str | 2023-02-22 | 2023-02-01 | 10067000
13 | 300769.12 | 8908.8234 | 291860.2966 | 2024-12-01 | BH Colorado Electric Oper Co | Regulated Electric (122) | COE ELEC SUBSTATIONS | 20707 NORTH PENROSE SUB 115kV/13.8kV | 135300 | Switches - Over 34500v: 7986900000 | 37567931 | Switch, 115 kV VBGO | 2023-02-22 | 2023-01-01 | 10067000
3 | 69588.67 | 2061.2261 | 67527.4439 | 2024-12-01 | BH Colorado Electric Oper Co | Regulated Electric (122) | COE ELEC SUBSTATIONS | 20707 NORTH PENROSE SUB 115kV/13.8kV | 135300 | Transf Instr Cur Pot Volt Ccvolt: | 37567937 | CVT | 2023-02-22 | 2023-01-01 | 10067000
1 | 58040.35 | 1719.1633 | 56321.1867 | 2024-12-01 | BH Colorado Electric Oper Co | Regulated Electric (122) | COE ELEC SUBSTATIONS | 20707 NORTH PENROSE SUB 115kV/13.8kV | 135300 | Transformer, Station Service: | 37568044 | Transformer, Station Service | 2023-02-22 | 2023-02-01 | 10067000
0 | 9153.82 | 271.1374 | 8882.6826 | 2024-12-01 | BH Colorado Electric Oper Co | Regulated Electric (122) | COE ELEC SUBSTATIONS | 20707 NORTH PENROSE SUB 115kV/13.8kV | 135300 | Yard Lighting Systems: 7700900000 | 37567999 | Yard Lighting Systems | 2023-02-22 | 2023-02-01 | 10067000
0 | 45563.57 | -161.5602 | 45725.1302 | 2024-12-01 | BH Colorado Electric Oper Co | Regulated Electric (122) | COE ELEC SUBSTATIONS | 30387 FOUNTAIN LAKE 115/69 T | 135001 | Land: 4481XXXXXX | 27442511 | Land-11.73 acres: a parcel of land being a portion of the NW Quarter of Sect 7, Twnshp 20 S, Range 64 @ of the 6th PM in Pueblo County CO, more particularly described as follows: Commencing from the northeast corner of the Northwest Quarter of said Secti | 2017-06-29 | 2017-09-01 | 10051458
0 | 51483.03 | 6086.0659 | 45396.9641 | 2024-12-01 | BH Colorado Electric Oper Co | Regulated Electric (122) | COE ELEC SUBSTATIONS | 30387 FOUNTAIN LAKE 115/69 T | 135200 | Clearing & Grading: 1260000000 | 27442502 | Clearing & Grading | 2017-06-29 | 2017-09-01 | 10051458
0 | 34571.69 | 4086.892 | 30484.798 | 2024-12-01 | BH Colorado Electric Oper Co | Regulated Electric (122) | COE ELEC SUBSTATIONS | 30387 FOUNTAIN LAKE 115/69 T | 135200 | Fence: 3220000000 | 27442508 | Fence | 2017-06-29 | 2017-09-01 | 10051458
0 | 182129.96 | 21530.4914 | 160599.4686 | 2024-12-01 | BH Colorado Electric Oper Co | Regulated Electric (122) | COE ELEC SUBSTATIONS | 30387 FOUNTAIN LAKE 115/69 T | 135200 | Station Rock: 7702000000 | 27442514 | Station Rock | 2017-06-29 | 2017-09-01 | 10051458
12 | 100572.22 | 14894.8172 | 85677.4028 | 2024-12-01 | BH Colorado Electric Oper Co | Regulated Electric (122) | COE ELEC SUBSTATIONS | 30387 FOUNTAIN LAKE 115/69 T | 135300 | Arrester - 69,001-146,000 Volts: 0211460000 | 27442463 | Arrester - 69,001-146,000 Volts | 2017-06-29 | 2017-01-01 | 10051458
4 | 353849.87 | 52405.417 | 301444.453 | 2024-12-01 | BH Colorado Electric Oper Co | Regulated Electric (122) | COE ELEC SUBSTATIONS | 30387 FOUNTAIN LAKE 115/69 T | 135300 | Breaker, Gas - 115-161 Kv: 6212115000 | 27442496 | Breaker, Gas - 115-161 Kv | 2017-06-29 | 2017-01-01 | 10051458
0 | 323716.76 | 47942.682 | 275774.078 | 2024-12-01 | BH Colorado Electric Oper Co | Regulated Electric (122) | COE ELEC SUBSTATIONS | 30387 FOUNTAIN LAKE 115/69 T | 135300 | Bus and Station Conductor: 0770000000 | 27442476 | Bus | 2017-06-29 | 2017-01-01 | 10051458
0 | 117858.04 | 17454.8594 | 100403.1806 | 2024-12-01 | BH Colorado Electric Oper Co | Regulated Electric (122) | COE ELEC SUBSTATIONS | 30387 FOUNTAIN LAKE 115/69 T | 135300 | Cable Trench: 1824000000 | 27442484 | Cable Trench | 2017-06-29 | 2017-01-01 | 10051458
0 | 1002207.97 | 148427.7119 | 853780.2581 | 2024-12-01 | BH Colorado Electric Oper Co | Regulated Electric (122) | COE ELEC SUBSTATIONS | 30387 FOUNTAIN LAKE 115/69 T | 135300 | Cntl Cbl Switchgear Metal-Clad: 1965210000 | 27442505 | Control Building/Panels | 2017-06-29 | 2017-09-01 | 10051458
0 | 94757.86 | 14033.7063 | 80724.1537 | 2024-12-01 | BH Colorado Electric Oper Co | Regulated Electric (122) | COE ELEC SUBSTATIONS | 30387 FOUNTAIN LAKE 115/69 T | 135300 | Cond. Control Cable, Other: 0772000000 | 27442481 | Control Cable | 2017-06-29 | 2017-01-01 | 10051458
0 | 117858.04 | 17454.8594 | 100403.1806 | 2024-12-01 | BH Colorado Electric Oper Co | Regulated Electric (122) | COE ELEC SUBSTATIONS | 30387 FOUNTAIN LAKE 115/69 T | 135300 | Conduit, Unknown type: 1825000000 | 27442499 | Station Conduit | 2017-06-29 | 2017-01-01 | 10051458
0 | 0 | 0 | 0 | 2024-12-01 | BH Colorado Electric Oper Co | Regulated Electric (122) | COE ELEC SUBSTATIONS | 30387 FOUNTAIN LAKE 115/69 T | 135300 | Estimated Additions: 0010000000 | 28413168 | Replace existing door and/or locking mechanisms for Fountain Lake Substation to allow for compliance with NERC CIP Low Impact Standards. | 2019-12-16 | 2019-12-01 | 10068525
0 | 0 | 0 | 0 | 2024-12-01 | BH Colorado Electric Oper Co | Regulated Electric (122) | COE ELEC SUBSTATIONS | 30387 FOUNTAIN LAKE 115/69 T | 135300 | Estimated Additions: 0010000000 | 33333024 | Replace existing door and/or locking mechanisms for Fountain Lake Substation to allow for compliance with NERC CIP Low Impact Standards. | 2019-12-16 | 2021-06-01 | 10068525
0 | 0 | 0 | 0 | 2024-12-01 | BH Colorado Electric Oper Co | Regulated Electric (122) | COE ELEC SUBSTATIONS | 30387 FOUNTAIN LAKE 115/69 T | 135300 | Estimated Additions: 0010000000 | 28830328 | Replace existing door and/or locking mechanisms for Fountain Lake Substation to allow for compliance with NERC CIP Low Impact Standards. | 2019-12-16 | 2020-01-01 | 10068525
0 | 0 | 0 | 0 | 2024-12-01 | BH Colorado Electric Oper Co | Regulated Electric (122) | COE ELEC SUBSTATIONS | 30387 FOUNTAIN LAKE 115/69 T | 135300 | Estimated Additions: 0010000000 | 27187834 | Fountain Lake Transmission Substation | 2017-06-29 | 2019-05-01 | 10051458
0 | 0 | 0 | 0 | 2024-12-01 | BH Colorado Electric Oper Co | Regulated Electric (122) | COE ELEC SUBSTATIONS | 30387 FOUNTAIN LAKE 115/69 T | 135300 | Estimated Additions: 0010000000 | 29646490 | Replace existing door and/or locking mechanisms for Fountain Lake Substation to allow for compliance with NERC CIP Low Impact Standards. | 2019-12-16 | 2020-07-01 | 10068525
0 | 377145.74 | 55855.5519 | 321290.1881 | 2024-12-01 | BH Colorado Electric Oper Co | Regulated Electric (122) | COE ELEC SUBSTATIONS | 30387 FOUNTAIN LAKE 115/69 T | 135300 | Foundation, Equipment: 3360000000 | 27442520 | Foundation, Equipment | 2017-06-29 | 2017-09-01 | 10051458
0 | 133572.45 | 19782.1747 | 113790.2753 | 2024-12-01 | BH Colorado Electric Oper Co | Regulated Electric (122) | COE ELEC SUBSTATIONS | 30387 FOUNTAIN LAKE 115/69 T | 135300 | Grounding Systems, Station: 3920000000 | 27442487 | Grounding Systems, Station | 2017-06-29 | 2017-01-01 | 10051458
1 | 2322.46 | 343.958 | 1978.502 | 2024-12-01 | BH Colorado Electric Oper Co | Regulated Electric (122) | COE ELEC SUBSTATIONS | 30387 FOUNTAIN LAKE 115/69 T | 135300 | Metering - Primary (Substation): 5100100000 | 27442523 | Revenue Meter | 2017-06-29 | 2017-09-01 | 10051458
0 | 1751685.83 | 259425.9151 | 1492259.9149 | 2024-12-01 | BH Colorado Electric Oper Co | Regulated Electric (122) | COE ELEC SUBSTATIONS | 30387 FOUNTAIN LAKE 115/69 T | 135300 | Pwr Trfrmr Nbr Xxxxxxx: 9105XXXXXX | 27442517 | Pwr Trfrmr Nbr Xxxxxxx | 2017-06-29 | 2017-09-01 | 10051458
0 | 8270.16 | 898.1988 | 7371.9612 | 2024-12-01 | BH Colorado Electric Oper Co | Regulated Electric (122) | COE ELEC SUBSTATIONS | 30387 FOUNTAIN LAKE 115/69 T | 135300 | SECURITY SYSTEM: 0630000027 | 33377966 | SECURITY SYSTEM | 2019-12-16 | 2019-12-01 | 10068525
0 | 848577.89 | 125674.988 | 722902.902 | 2024-12-01 | BH Colorado Electric Oper Co | Regulated Electric (122) | COE ELEC SUBSTATIONS | 30387 FOUNTAIN LAKE 115/69 T | 135300 | Structure: 7911100000 | 27442526 | Steel Structures | 2017-06-29 | 2017-09-01 | 10051458
12 | 235716.13 | 34909.7262 | 200806.4038 | 2024-12-01 | BH Colorado Electric Oper Co | Regulated Electric (122) | COE ELEC SUBSTATIONS | 30387 FOUNTAIN LAKE 115/69 T | 135300 | Switches - Over 34500v: 7986900000 | 27442490 | Switches 115kV | 2017-06-29 | 2017-01-01 | 10051458
8 | 70074.45 | 10378.0758 | 59696.3742 | 2024-12-01 | BH Colorado Electric Oper Co | Regulated Electric (122) | COE ELEC SUBSTATIONS | 30387 FOUNTAIN LAKE 115/69 T | 135300 | Transf Mtr Pot And Cur Pri <44kv: | 27442493 | CCVT 115kV | 2017-06-29 | 2017-01-01 | 10051458
0 | 150000 | -32.43 | 150032.43 | 2024-12-01 | BH Colorado Electric Oper Co | Regulated Electric (122) | COE ELEC SUBSTATIONS | 30620 PUEBLO WEST INDISTRIAL PARK SUB 115kV/13.8kV | 135002 | Land Rights - Non-Depreciable: 4552XXXXXX | 39202008 | Easement: Parcel "E" Subdivision Exemption Plat No. 88-6; PUeblo West Metropolitan District | 2024-02-29 | 2024-02-01 | 10070923
0 | 65967.98 | 519.895 | 65448.085 | 2024-12-01 | BH Colorado Electric Oper Co | Regulated Electric (122) | COE ELEC SUBSTATIONS | 30620 PUEBLO WEST INDISTRIAL PARK SUB 115kV/13.8kV | 135205 | Clearing & Grading: 1260000000 | 39202002 | Clearing & Grading | 2024-02-29 | 2024-02-01 | 10070923
0 | 285305.24 | 2248.4963 | 283056.7437 | 2024-12-01 | BH Colorado Electric Oper Co | Regulated Electric (122) | COE ELEC SUBSTATIONS | 30620 PUEBLO WEST INDISTRIAL PARK SUB 115kV/13.8kV | 135205 | Station Rock: 7702000000 | 39202014 | Station Rock | 2024-02-29 | 2024-02-01 | 10070923
5 | 22015.27 | 217.3649 | 21797.9051 | 2024-12-01 | BH Colorado Electric Oper Co | Regulated Electric (122) | COE ELEC SUBSTATIONS | 30620 PUEBLO WEST INDISTRIAL PARK SUB 115kV/13.8kV | 135300 | Arrester - 69,001-146,000 Volts: 0211460000 | 39201966 | Arrester 96kV | 2024-02-29 | 2024-01-01 | 10070923
0 | 81591.12 | 805.5793 | 80785.5407 | 2024-12-01 | BH Colorado Electric Oper Co | Regulated Electric (122) | COE ELEC SUBSTATIONS | 30620 PUEBLO WEST INDISTRIAL PARK SUB 115kV/13.8kV | 135300 | Batteries, Storage - Station: 0353000000 | 39201999 | Batteries, Storage - Station | 2024-02-29 | 2024-02-01 | 10070923
0 | 12009.55 | 118.5747 | 11890.9753 | 2024-12-01 | BH Colorado Electric Oper Co | Regulated Electric (122) | COE ELEC SUBSTATIONS | 30620 PUEBLO WEST INDISTRIAL PARK SUB 115kV/13.8kV | 135300 | Bdgs-HVAC: | 39202074 | Bdgs-HVAC | 2024-02-29 | 2024-02-01 | 10070923
4 | 514602.27 | 5080.8586 | 509521.4114 | 2024-12-01 | BH Colorado Electric Oper Co | Regulated Electric (122) | COE ELEC SUBSTATIONS | 30620 PUEBLO WEST INDISTRIAL PARK SUB 115kV/13.8kV | 135300 | Breaker, 115 KV: 6212115115 | 39201987 | Breaker, 115 KV | 2024-02-29 | 2024-01-01 | 10070923
0 | 167557.93 | 1654.3614 | 165903.5686 | 2024-12-01 | BH Colorado Electric Oper Co | Regulated Electric (122) | COE ELEC SUBSTATIONS | 30620 PUEBLO WEST INDISTRIAL PARK SUB 115kV/13.8kV | 135300 | Bus Bar: 0771000000 | 39201984 | BUS | 2024-02-29 | 2024-01-01 | 10070923
0 | 109412.46 | 1080.2697 | 108332.1903 | 2024-12-01 | BH Colorado Electric Oper Co | Regulated Electric (122) | COE ELEC SUBSTATIONS | 30620 PUEBLO WEST INDISTRIAL PARK SUB 115kV/13.8kV | 135300 | Cable Trench: 1824000000 | 39201973 | Cable Trench | 2024-02-29 | 2024-01-01 | 10070923
1 | 17078.51 | 168.6224 | 16909.8876 | 2024-12-01 | BH Colorado Electric Oper Co | Regulated Electric (122) | COE ELEC SUBSTATIONS | 30620 PUEBLO WEST INDISTRIAL PARK SUB 115kV/13.8kV | 135300 | Communications Equip: | 39201996 | CISCO ROUTER | 2024-02-29 | 2024-01-01 | 10070923
0 | 38045.93 | 375.6415 | 37670.2885 | 2024-12-01 | BH Colorado Electric Oper Co | Regulated Electric (122) | COE ELEC SUBSTATIONS | 30620 PUEBLO WEST INDISTRIAL PARK SUB 115kV/13.8kV | 135300 | Conduit, Unknown type: 1825000000 | 39201990 | Station Conduit | 2024-02-29 | 2024-01-01 | 10070923
0 | 978508.38 | 9661.1753 | 968847.2047 | 2024-12-01 | BH Colorado Electric Oper Co | Regulated Electric (122) | COE ELEC SUBSTATIONS | 30620 PUEBLO WEST INDISTRIAL PARK SUB 115kV/13.8kV | 135300 | Control Bldg w/Relay & Ctrl Panels: 1968000000 | 39202080 | Control Building w/ Relay & Control Panels | 2024-02-29 | 2024-02-01 | 10070923
0 | 0 | 0 | 0 | 2024-12-01 | BH Colorado Electric Oper Co | Regulated Electric (122) | COE ELEC SUBSTATIONS | 30620 PUEBLO WEST INDISTRIAL PARK SUB 115kV/13.8kV | 135300 | Estimated Additions: 0010000000 | 38905003 | This work order is for the 115 kV side of the Pueblo West Industrial substation | 2024-02-29 | 2024-04-01 | 10070923
0 | 0 | 0 | 0 | 2024-12-01 | BH Colorado Electric Oper Co | Regulated Electric (122) | COE ELEC SUBSTATIONS | 30620 PUEBLO WEST INDISTRIAL PARK SUB 115kV/13.8kV | 135300 | Estimated Additions: 0010000000 | 38680916 | This work order is for the 115 kV side of the Pueblo West Industrial substation | 2024-02-29 | 2024-02-01 | 10070923
7 | 23784.75 | 234.8356 | 23549.9144 | 2024-12-01 | BH Colorado Electric Oper Co | Regulated Electric (122) | COE ELEC SUBSTATIONS | 30620 PUEBLO WEST INDISTRIAL PARK SUB 115kV/13.8kV | 135300 | Foundation, Equipment: 3360000000 | 39202032 | Foundation, CVT 115 kV CVT structure | 2024-02-29 | 2024-02-01 | 10070923
12 | 40773.87 | 402.5755 | 40371.2945 | 2024-12-01 | BH Colorado Electric Oper Co | Regulated Electric (122) | COE ELEC SUBSTATIONS | 30620 PUEBLO WEST INDISTRIAL PARK SUB 115kV/13.8kV | 135300 | Foundation, Equipment: 3360000000 | 39202041 | Foundation, 1H3 115 kV high 3-phase bus structure, per leg | 2024-02-29 | 2024-02-01 | 10070923
1 | 3397.82 | 33.5479 | 3364.2721 | 2024-12-01 | BH Colorado Electric Oper Co | Regulated Electric (122) | COE ELEC SUBSTATIONS | 30620 PUEBLO WEST INDISTRIAL PARK SUB 115kV/13.8kV | 135300 | Foundation, Equipment: 3360000000 | 39202044 | Foundation, PPT 115 kV power PT structure | 2024-02-29 | 2024-02-01 | 10070923
4 | 46405.16 | 458.1753 | 45946.9847 | 2024-12-01 | BH Colorado Electric Oper Co | Regulated Electric (122) | COE ELEC SUBSTATIONS | 30620 PUEBLO WEST INDISTRIAL PARK SUB 115kV/13.8kV | 135300 | Foundation, Equipment: 3360000000 | 39202023 | Foundation, 1BK 115 kV circuit breaker pad | 2024-02-29 | 2024-02-01 | 10070923
1 | 83958.16 | 828.95 | 83129.21 | 2024-12-01 | BH Colorado Electric Oper Co | Regulated Electric (122) | COE ELEC SUBSTATIONS | 30620 PUEBLO WEST INDISTRIAL PARK SUB 115kV/13.8kV | 135300 | Foundation, Equipment: 3360000000 | 39202038 | Foundation, CTRL control enclosure pad | 2024-02-29 | 2024-02-01 | 10070923
24 | 81547.78 | 805.1514 | 80742.6286 | 2024-12-01 | BH Colorado Electric Oper Co | Regulated Electric (122) | COE ELEC SUBSTATIONS | 30620 PUEBLO WEST INDISTRIAL PARK SUB 115kV/13.8kV | 135300 | Foundation, Equipment: 3360000000 | 39202026 | Foundation, 1LS 115 kV low switch structure, per leg | 2024-02-29 | 2024-02-01 | 10070923
1 | 10630.5 | 104.9589 | 10525.5411 | 2024-12-01 | BH Colorado Electric Oper Co | Regulated Electric (122) | COE ELEC SUBSTATIONS | 30620 PUEBLO WEST INDISTRIAL PARK SUB 115kV/13.8kV | 135300 | Foundation, Equipment: 3360000000 | 39202029 | Foundation, SM shield mast | 2024-02-29 | 2024-02-01 | 10070923
12 | 40773.87 | 402.5755 | 40371.2945 | 2024-12-01 | BH Colorado Electric Oper Co | Regulated Electric (122) | COE ELEC SUBSTATIONS | 30620 PUEBLO WEST INDISTRIAL PARK SUB 115kV/13.8kV | 135300 | Foundation, Equipment: 3360000000 | 39202035 | Foundation, 1L1 115 kV low 1-phase bus structure | 2024-02-29 | 2024-02-01 | 10070923
4 | 13591.29 | 134.1918 | 13457.0982 | 2024-12-01 | BH Colorado Electric Oper Co | Regulated Electric (122) | COE ELEC SUBSTATIONS | 30620 PUEBLO WEST INDISTRIAL PARK SUB 115kV/13.8kV | 135300 | Foundation, Equipment: 3360000000 | 39202020 | Foundation, 1HS 115 kV high switch structure, per leg | 2024-02-29 | 2024-02-01 | 10070923
8 | 56869.33 | 561.4919 | 56307.8381 | 2024-12-01 | BH Colorado Electric Oper Co | Regulated Electric (122) | COE ELEC SUBSTATIONS | 30620 PUEBLO WEST INDISTRIAL PARK SUB 115kV/13.8kV | 135300 | Foundation, Switchgear: 3363000000 | 39202005 | Foundation, HAF 115 kV A-frame deadend, per leg | 2024-02-29 | 2024-02-01 | 10070923
0 | 37803.98 | 373.2527 | 37430.7273 | 2024-12-01 | BH Colorado Electric Oper Co | Regulated Electric (122) | COE ELEC SUBSTATIONS | 30620 PUEBLO WEST INDISTRIAL PARK SUB 115kV/13.8kV | 135300 | Other Structures & Improvements: 7709900000 | 39202017 | WEIR STRUCTURE (DAM) | 2024-02-29 | 2024-02-01 | 10070923
0 | 103899.68 | 1025.84 | 102873.84 | 2024-12-01 | BH Colorado Electric Oper Co | Regulated Electric (122) | COE ELEC SUBSTATIONS | 30620 PUEBLO WEST INDISTRIAL PARK SUB 115kV/13.8kV | 135300 | POWER AND CONTROL CABLE: 0772100000 | 39201993 | CONTROL CABLE | 2024-02-29 | 2024-01-01 | 10070923
0 | 14926 | 147.3699 | 14778.6301 | 2024-12-01 | BH Colorado Electric Oper Co | Regulated Electric (122) | COE ELEC SUBSTATIONS | 30620 PUEBLO WEST INDISTRIAL PARK SUB 115kV/13.8kV | 135300 | SECURITY SYSTEM: 0630000027 | 39202077 | SECURITY SYSTEM | 2024-02-29 | 2024-02-01 | 10070923
6 | 28467.4 | 281.0692 | 28186.3308 | 2024-12-01 | BH Colorado Electric Oper Co | Regulated Electric (122) | COE ELEC SUBSTATIONS | 30620 PUEBLO WEST INDISTRIAL PARK SUB 115kV/13.8kV | 135300 | Structure - Steel: 7841085000 | 39202056 | Steel, 1H3, 115 kV high three phase bus structure | 2024-02-29 | 2024-02-01 | 10070923
12 | 18015.08 | 177.8696 | 17837.2104 | 2024-12-01 | BH Colorado Electric Oper Co | Regulated Electric (122) | COE ELEC SUBSTATIONS | 30620 PUEBLO WEST INDISTRIAL PARK SUB 115kV/13.8kV | 135300 | Structure - Steel: 7841085000 | 39202050 | Steel, 1L1, 115 kV low single phase bus structure | 2024-02-29 | 2024-02-01 | 10070923
2 | 18284.02 | 180.5249 | 18103.4951 | 2024-12-01 | BH Colorado Electric Oper Co | Regulated Electric (122) | COE ELEC SUBSTATIONS | 30620 PUEBLO WEST INDISTRIAL PARK SUB 115kV/13.8kV | 135300 | Structure - Steel: 7841085000 | 39202065 | Steel, 1HS, 115 kV high switch structure | 2024-02-29 | 2024-02-01 | 10070923
18 | 9375.4 | 92.5668 | 9282.8332 | 2024-12-01 | BH Colorado Electric Oper Co | Regulated Electric (122) | COE ELEC SUBSTATIONS | 30620 PUEBLO WEST INDISTRIAL PARK SUB 115kV/13.8kV | 135300 | Structure - Steel: 7841085000 | 39202059 | Operator Platform | 2024-02-29 | 2024-02-01 | 10070923
12 | 83400.85 | 823.4475 | 82577.4025 | 2024-12-01 | BH Colorado Electric Oper Co | Regulated Electric (122) | COE ELEC SUBSTATIONS | 30620 PUEBLO WEST INDISTRIAL PARK SUB 115kV/13.8kV | 135300 | Structure - Steel: 7841085000 | 39202071 | Steel, 1LS, 115 kV low switch structure | 2024-02-29 | 2024-02-01 | 10070923
1 | 18692.99 | 184.5628 | 18508.4272 | 2024-12-01 | BH Colorado Electric Oper Co | Regulated Electric (122) | COE ELEC SUBSTATIONS | 30620 PUEBLO WEST INDISTRIAL PARK SUB 115kV/13.8kV | 135300 | Structure - Steel: 7841085000 | 39202047 | Steel, SM, shield mast | 2024-02-29 | 2024-02-01 | 10070923
1 | 3682.4 | 36.3577 | 3646.0423 | 2024-12-01 | BH Colorado Electric Oper Co | Regulated Electric (122) | COE ELEC SUBSTATIONS | 30620 PUEBLO WEST INDISTRIAL PARK SUB 115kV/13.8kV | 135300 | Structure - Steel: 7841085000 | 39202053 | Steel, PPT 115 kV single phase power PT structure | 2024-02-29 | 2024-02-01 | 10070923
2 | 191283.78 | 1888.6155 | 189395.1645 | 2024-12-01 | BH Colorado Electric Oper Co | Regulated Electric (122) | COE ELEC SUBSTATIONS | 30620 PUEBLO WEST INDISTRIAL PARK SUB 115kV/13.8kV | 135300 | Structure - Steel: 7841085000 | 39202062 | Steel, HAF, 115 kV A-frame deadend | 2024-02-29 | 2024-02-01 | 10070923
7 | 8946.36 | 88.3307 | 8858.0293 | 2024-12-01 | BH Colorado Electric Oper Co | Regulated Electric (122) | COE ELEC SUBSTATIONS | 30620 PUEBLO WEST INDISTRIAL PARK SUB 115kV/13.8kV | 135300 | Structure - Steel: 7841085000 | 39202068 | Steel, CVT 115 kV single phase CVT structure | 2024-02-29 | 2024-02-01 | 10070923
14 | 460419.69 | 4545.894 | 455873.796 | 2024-12-01 | BH Colorado Electric Oper Co | Regulated Electric (122) | COE ELEC SUBSTATIONS | 30620 PUEBLO WEST INDISTRIAL PARK SUB 115kV/13.8kV | 135300 | Switches - Over 34500v: 7986900000 | 39201976 | Switch 115kV | 2024-02-29 | 2024-01-01 | 10070923
3 | 107646.36 | 1062.8323 | 106583.5277 | 2024-12-01 | BH Colorado Electric Oper Co | Regulated Electric (122) | COE ELEC SUBSTATIONS | 30620 PUEBLO WEST INDISTRIAL PARK SUB 115kV/13.8kV | 135300 | Transf Instr Cur Pot Volt Ccvolt: | 39201979 | CVT 115kV - 3 ph | 2024-02-29 | 2024-01-01 | 10070923
1 | 82356.55 | 813.1367 | 81543.4133 | 2024-12-01 | BH Colorado Electric Oper Co | Regulated Electric (122) | COE ELEC SUBSTATIONS | 30620 PUEBLO WEST INDISTRIAL PARK SUB 115kV/13.8kV | 135300 | Transformer, Station Service: | 39202083 | Transformer, Station Service | 2024-02-29 | 2024-02-01 | 10070923
0 | 12085.73 | 119.3269 | 11966.4031 | 2024-12-01 | BH Colorado Electric Oper Co | Regulated Electric (122) | COE ELEC SUBSTATIONS | 30620 PUEBLO WEST INDISTRIAL PARK SUB 115kV/13.8kV | 135300 | Yard Lighting Systems: 7700900000 | 39202011 | Yard Lighting Systems | 2024-02-29 | 2024-02-01 | 10070923
1 | 188661.51 | -579.7757 | 189241.2857 | 2024-12-01 | BH Colorado Electric Oper Co | Regulated Electric (122) | COE ELEC SUBSTATIONS | 30704 HOGBACK SUB 115kV/13.8kV | 135001 | Land: 4481XXXXXX | 33604817 | Land WO# 10062241 Skyline | 2018-08-21 | 2018-09-01 | 50507XFER
0 | 418144.29 | 16476.9757 | 401667.3143 | 2024-12-01 | BH Colorado Electric Oper Co | Regulated Electric (122) | COE ELEC SUBSTATIONS | 30704 HOGBACK SUB 115kV/13.8kV | 135205 | Clearing & Grading: 1260000000 | 37030644 | Clearing & Grading | 2022-11-17 | 2022-11-01 | 10067024
0 | 147994.94 | 5831.7406 | 142163.1994 | 2024-12-01 | BH Colorado Electric Oper Co | Regulated Electric (122) | COE ELEC SUBSTATIONS | 30704 HOGBACK SUB 115kV/13.8kV | 135205 | Station Rock: 7702000000 | 37030683 | Station Rock | 2022-11-17 | 2022-11-01 | 10067024
9 | 13431.49 | 663.0712 | 12768.4188 | 2024-12-01 | BH Colorado Electric Oper Co | Regulated Electric (122) | COE ELEC SUBSTATIONS | 30704 HOGBACK SUB 115kV/13.8kV | 135300 | Arrester - 69,001-146,000 Volts: 0211460000 | 37030605 | Arrester - 69,001-146,000 Volts | 2022-11-17 | 2022-01-01 | 10067024
0 | 24867.54 | 1227.6336 | 23639.9064 | 2024-12-01 | BH Colorado Electric Oper Co | Regulated Electric (122) | COE ELEC SUBSTATIONS | 30704 HOGBACK SUB 115kV/13.8kV | 135300 | Batteries, Storage - Station: 0353000000 | 37030641 | Batteries, Storage - Station | 2022-11-17 | 2022-11-01 | 10067024
0 | 8142.33 | 401.9617 | 7740.3683 | 2024-12-01 | BH Colorado Electric Oper Co | Regulated Electric (122) | COE ELEC SUBSTATIONS | 30704 HOGBACK SUB 115kV/13.8kV | 135300 | Bdgs-HVAC: | 37030707 | Bdgs-HVAC | 2022-11-17 | 2022-11-01 | 10067024
4 | 388532.15 | 19180.6317 | 369351.5183 | 2024-12-01 | BH Colorado Electric Oper Co | Regulated Electric (122) | COE ELEC SUBSTATIONS | 30704 HOGBACK SUB 115kV/13.8kV | 135300 | Breaker, 115 KV: 6212115115 | 37030632 | Breaker, 115 KV | 2022-11-17 | 2022-01-01 | 10067024
0 | 120008.52 | 5924.4498 | 114084.0702 | 2024-12-01 | BH Colorado Electric Oper Co | Regulated Electric (122) | COE ELEC SUBSTATIONS | 30704 HOGBACK SUB 115kV/13.8kV | 135300 | Bus and Station Conductor: 0770000000 | 37030612 | BUS | 2022-11-17 | 2022-01-01 | 10067024
0 | 48369.95 | 2387.875 | 45982.075 | 2024-12-01 | BH Colorado Electric Oper Co | Regulated Electric (122) | COE ELEC SUBSTATIONS | 30704 HOGBACK SUB 115kV/13.8kV | 135300 | Cable Trench: 1824000000 | 37030620 | Cable Trench | 2022-11-17 | 2022-01-01 | 10067024
0 | 75023.48 | 3703.6774 | 71319.8026 | 2024-12-01 | BH Colorado Electric Oper Co | Regulated Electric (122) | COE ELEC SUBSTATIONS | 30704 HOGBACK SUB 115kV/13.8kV | 135300 | Cond. Control Cable, Other: 0772000000 | 37030617 | Control Cable | 2022-11-17 | 2022-01-01 | 10067024
0 | 1725.74 | 85.1945 | 1640.5455 | 2024-12-01 | BH Colorado Electric Oper Co | Regulated Electric (122) | COE ELEC SUBSTATIONS | 30704 HOGBACK SUB 115kV/13.8kV | 135300 | Conductor, Fiber Optic : 1680150000 | 37030638 | Fiber Cable & Splice | 2022-11-17 | 2022-01-01 | 10067024
0 | 66596.16 | 3287.6466 | 63308.5134 | 2024-12-01 | BH Colorado Electric Oper Co | Regulated Electric (122) | COE ELEC SUBSTATIONS | 30704 HOGBACK SUB 115kV/13.8kV | 135300 | Conduit, Unknown type: 1825000000 | 37030635 | Station Conduit | 2022-11-17 | 2022-01-01 | 10067024
0 | 210054.29 | 10369.7312 | 199684.5588 | 2024-12-01 | BH Colorado Electric Oper Co | Regulated Electric (122) | COE ELEC SUBSTATIONS | 30704 HOGBACK SUB 115kV/13.8kV | 135300 | Control Bldg w/Relay & Ctrl Panels: 1968000000 | 37030713 | Control Building w/ Relay & Control Panels | 2022-11-17 | 2022-11-01 | 10067024
0 | 0 | 0 | 0 | 2024-12-01 | BH Colorado Electric Oper Co | Regulated Electric (122) | COE ELEC SUBSTATIONS | 30704 HOGBACK SUB 115kV/13.8kV | 135300 | Estimated Additions: 0010000000 | 36274827 | This work order is for the construction of the 115kV portion of the new Hogback Substation in Canon City Colorado | 2022-11-17 | 2022-11-01 | 10067024
0 | 0 | 0 | 0 | 2024-12-01 | BH Colorado Electric Oper Co | Regulated Electric (122) | COE ELEC SUBSTATIONS | 30704 HOGBACK SUB 115kV/13.8kV | 135300 | Estimated Additions: 0010000000 | 36933376 | This work order is for the construction of the 115kV portion of the new Hogback Substation in Canon City Colorado | 2022-11-17 | 2023-03-01 | 10067024
0 | 27454.89 | 1355.3631 | 26099.5269 | 2024-12-01 | BH Colorado Electric Oper Co | Regulated Electric (122) | COE ELEC SUBSTATIONS | 30704 HOGBACK SUB 115kV/13.8kV | 135300 | Fence: 3220000000 | 37030647 | Fence | 2022-11-17 | 2022-11-01 | 10067024
12 | 92998.02 | 4591.0249 | 88406.9951 | 2024-12-01 | BH Colorado Electric Oper Co | Regulated Electric (122) | COE ELEC SUBSTATIONS | 30704 HOGBACK SUB 115kV/13.8kV | 135300 | Foundation, Other: 3369000000 | 37030653 | Foundation, A Frame | 2022-11-17 | 2022-11-01 | 10067024
4 | 18169.63 | 896.9785 | 17272.6515 | 2024-12-01 | BH Colorado Electric Oper Co | Regulated Electric (122) | COE ELEC SUBSTATIONS | 30704 HOGBACK SUB 115kV/13.8kV | 135300 | Foundation, Other: 3369000000 | 37030656 | Foundation, Breaker | 2022-11-17 | 2022-11-01 | 10067024
2 | 3954.09 | 195.2012 | 3758.8888 | 2024-12-01 | BH Colorado Electric Oper Co | Regulated Electric (122) | COE ELEC SUBSTATIONS | 30704 HOGBACK SUB 115kV/13.8kV | 135300 | Foundation, Other: 3369000000 | 37030665 | Foundation, HIgh Switch | 2022-11-17 | 2022-11-01 | 10067024
0 | 10467.38 | 516.7422 | 9950.6378 | 2024-12-01 | BH Colorado Electric Oper Co | Regulated Electric (122) | COE ELEC SUBSTATIONS | 30704 HOGBACK SUB 115kV/13.8kV | 135300 | Foundation, Other: 3369000000 | 37030674 | Foundation, Shield Mast | 2022-11-17 | 2022-11-01 | 10067024
12 | 23724.51 | 1171.2057 | 22553.3043 | 2024-12-01 | BH Colorado Electric Oper Co | Regulated Electric (122) | COE ELEC SUBSTATIONS | 30704 HOGBACK SUB 115kV/13.8kV | 135300 | Foundation, Other: 3369000000 | 37030662 | Foundation, High Bus | 2022-11-17 | 2022-11-01 | 10067024
24 | 47449.02 | 2342.4115 | 45106.6085 | 2024-12-01 | BH Colorado Electric Oper Co | Regulated Electric (122) | COE ELEC SUBSTATIONS | 30704 HOGBACK SUB 115kV/13.8kV | 135300 | Foundation, Other: 3369000000 | 37030671 | Foundation, Low Switch | 2022-11-17 | 2022-11-01 | 10067024
12 | 23724.51 | 1171.2057 | 22553.3043 | 2024-12-01 | BH Colorado Electric Oper Co | Regulated Electric (122) | COE ELEC SUBSTATIONS | 30704 HOGBACK SUB 115kV/13.8kV | 135300 | Foundation, Other: 3369000000 | 37030668 | Foundation, Low Bus | 2022-11-17 | 2022-11-01 | 10067024
10 | 19770.44 | 976.0055 | 18794.4345 | 2024-12-01 | BH Colorado Electric Oper Co | Regulated Electric (122) | COE ELEC SUBSTATIONS | 30704 HOGBACK SUB 115kV/13.8kV | 135300 | Foundation, Other: 3369000000 | 37030659 | Foundation, CVT | 2022-11-17 | 2022-11-01 | 10067024
0 | 36857.54 | 1819.5429 | 35037.9971 | 2024-12-01 | BH Colorado Electric Oper Co | Regulated Electric (122) | COE ELEC SUBSTATIONS | 30704 HOGBACK SUB 115kV/13.8kV | 135300 | Foundation, Switchgear: 3363000000 | 37030650 | Foundation, Switchgear | 2022-11-17 | 2022-11-01 | 10067024
0 | 114003.18 | 5627.9847 | 108375.1953 | 2024-12-01 | BH Colorado Electric Oper Co | Regulated Electric (122) | COE ELEC SUBSTATIONS | 30704 HOGBACK SUB 115kV/13.8kV | 135300 | Grounding Systems, Station: 3920000000 | 37030623 | Grounding Systems, Station | 2022-11-17 | 2022-01-01 | 10067024
0 | 30134.5 | 1487.6471 | 28646.8529 | 2024-12-01 | BH Colorado Electric Oper Co | Regulated Electric (122) | COE ELEC SUBSTATIONS | 30704 HOGBACK SUB 115kV/13.8kV | 135300 | Landscaping: 7701000000 | 37030680 | Landscaping | 2022-11-17 | 2022-11-01 | 10067024
0 | 2130.32 | 105.1673 | 2025.1527 | 2024-12-01 | BH Colorado Electric Oper Co | Regulated Electric (122) | COE ELEC SUBSTATIONS | 30704 HOGBACK SUB 115kV/13.8kV | 135300 | SECURITY SYSTEM: 0630000027 | 37030710 | SECURITY - Locks | 2022-11-17 | 2022-11-01 | 10067024
0 | 22294.54 | 1100.6125 | 21193.9275 | 2024-12-01 | BH Colorado Electric Oper Co | Regulated Electric (122) | COE ELEC SUBSTATIONS | 30704 HOGBACK SUB 115kV/13.8kV | 135300 | Structure - Steel: 7841085000 | 37030689 | Structure - Steel 3 Ph Bus | 2022-11-17 | 2022-11-01 | 10067024
0 | 16013.2 | 790.5222 | 15222.6778 | 2024-12-01 | BH Colorado Electric Oper Co | Regulated Electric (122) | COE ELEC SUBSTATIONS | 30704 HOGBACK SUB 115kV/13.8kV | 135300 | Structure - Steel: 7841085000 | 37030695 | Structure - Steel CVT | 2022-11-17 | 2022-11-01 | 10067024
0 | 17534.18 | 865.6083 | 16668.5717 | 2024-12-01 | BH Colorado Electric Oper Co | Regulated Electric (122) | COE ELEC SUBSTATIONS | 30704 HOGBACK SUB 115kV/13.8kV | 135300 | Structure - Steel: 7841085000 | 37030686 | Structure - Steel 1 Ph Bus | 2022-11-17 | 2022-11-01 | 10067024
0 | 6574.64 | 324.5697 | 6250.0703 | 2024-12-01 | BH Colorado Electric Oper Co | Regulated Electric (122) | COE ELEC SUBSTATIONS | 30704 HOGBACK SUB 115kV/13.8kV | 135300 | Structure - Steel: 7841085000 | 37030704 | Structure - Steel High Switch | 2022-11-17 | 2022-11-01 | 10067024
0 | 18735.72 | 924.9246 | 17810.7954 | 2024-12-01 | BH Colorado Electric Oper Co | Regulated Electric (122) | COE ELEC SUBSTATIONS | 30704 HOGBACK SUB 115kV/13.8kV | 135300 | Structure - Steel: 7841085000 | 37030701 | Structure - Steel Shield Mast | 2022-11-17 | 2022-11-01 | 10067024
0 | 63397.11 | 3129.7194 | 60267.3906 | 2024-12-01 | BH Colorado Electric Oper Co | Regulated Electric (122) | COE ELEC SUBSTATIONS | 30704 HOGBACK SUB 115kV/13.8kV | 135300 | Structure - Steel: 7841085000 | 37030698 | Structure - Steel Low Switch | 2022-11-17 | 2022-11-01 | 10067024
0 | 203209.71 | 10031.8355 | 193177.8745 | 2024-12-01 | BH Colorado Electric Oper Co | Regulated Electric (122) | COE ELEC SUBSTATIONS | 30704 HOGBACK SUB 115kV/13.8kV | 135300 | Structure - Steel: 7841085000 | 37030692 | Structure - Steel A Frame | 2022-11-17 | 2022-11-01 | 10067024
13 | 311342.75 | 15370.0295 | 295972.7205 | 2024-12-01 | BH Colorado Electric Oper Co | Regulated Electric (122) | COE ELEC SUBSTATIONS | 30704 HOGBACK SUB 115kV/13.8kV | 135300 | Switches - Over 34500v: 7986900000 | 37030626 | Switches - 115kV | 2022-11-17 | 2022-01-01 | 10067024
5 | 105408.53 | 5203.6934 | 100204.8366 | 2024-12-01 | BH Colorado Electric Oper Co | Regulated Electric (122) | COE ELEC SUBSTATIONS | 30704 HOGBACK SUB 115kV/13.8kV | 135300 | Transformers, Current: 8750000000 | 37030629 | Transformers, CVT 115kV | 2022-11-17 | 2022-01-01 | 10067024
0 | 12956.76 | 639.6352 | 12317.1248 | 2024-12-01 | BH Colorado Electric Oper Co | Regulated Electric (122) | COE ELEC SUBSTATIONS | 30704 HOGBACK SUB 115kV/13.8kV | 135300 | Yard Lighting Systems: 7700900000 | 37030677 | Yard Lighting Systems | 2022-11-17 | 2022-11-01 | 10067024
0 | 0 | 0 | 0 | 2024-12-01 | BH Colorado Electric Oper Co | Regulated Electric (122) | COE-BUSCH RANCH 115KV LINE | COE-BUSCH RANCH 115KV LINE | 135300 | A dummy retirement unit: | 11439768 | A dummy retirement unit | 2012-04-30 | 2012-06-01 | 10041913
0 | 0 | 0 | 0 | 2024-12-01 | BH Colorado Electric Oper Co | Regulated Electric (122) | COE-BUSCH RANCH 115KV LINE | COE-BUSCH RANCH 115KV LINE | 135300 | A dummy retirement unit: | 12116039 | A dummy retirement unit | 2013-09-23 | 2013-09-23 | 10041906
0 | 0 | 0 | 0 | 2024-12-01 | BH Colorado Electric Oper Co | Regulated Electric (122) | COE-BUSCH RANCH 115KV LINE | COE-BUSCH RANCH 115KV LINE | 135300 | Estimated Additions: 0010000000 | 12029415 | Transmission Construction | 2013-09-23 | 2013-09-01 | 10041906
0 | 0 | 0 | 0 | 2024-12-01 | BH Colorado Electric Oper Co | Regulated Electric (122) | COE-BUSCH RANCH 115KV WIND SUB | COE-BUSCH RANCH 115KV WIND SUB | 135300 | Estimated Additions: 0010000000 | 11694925 | 115 kV Steel Dead-End Structure | 2012-09-26 | 2012-11-01 | 10041917
0 | 0 | 0 | 0 | 2024-12-01 | BH Colorado Electric Oper Co | Regulated Electric (122) | COE-BUSCH RANCH 115KV WIND SUB | COE-BUSCH RANCH 115KV WIND SUB | 135300 | Estimated Additions: 0010000000 | 12029418 | Substation Construction | 2012-09-26 | 2013-09-01 | 10041911
0 | 0 | 0 | 0 | 2024-12-01 | BH Colorado Electric Oper Co | Regulated Electric (122) | COE-BUSCH RANCH 115KV WIND SUB | COE-BUSCH RANCH 115KV WIND SUB | 135300 | Estimated Additions: 0010000000 | 12029421 | Permits/Studies | 2012-09-26 | 2013-09-01 | 10041914
0 | 0 | 0 | 0 | 2024-12-01 | BH Colorado Electric Oper Co | Regulated Electric (122) | COE-BUSCH RANCH 115KV WIND SUB | COE-BUSCH RANCH 115KV WIND SUB | 135300 | Estimated Additions: 0010000000 | 11694856 | Substation Construction | 2012-09-26 | 2012-11-01 | 10041911
0 | 0 | 0 | 0 | 2024-12-01 | BH Colorado Electric Oper Co | Regulated Electric (122) | COE-BUSCH RANCH 115KV WIND SUB | COE-BUSCH RANCH 115KV WIND SUB | 135300 | Estimated Additions: 0010000000 | 11696689 | Battery Equipment | 2012-09-26 | 2012-11-01 | 10041903
0 | 0 | 0 | 0 | 2024-12-01 | BH Colorado Electric Oper Co | Regulated Electric (122) | COE-BUSCH RANCH 115KV WIND SUB | COE-BUSCH RANCH 115KV WIND SUB | 135300 | Estimated Additions: 0010000000 | 11696706 | Permits/Studies | 2012-09-26 | 2012-11-01 | 10041914
0 | 0 | 0 | 0 | 2024-12-01 | BH Colorado Electric Oper Co | Regulated Electric (122) | COE-BUSCH RANCH 115KV WIND SUB | COE-BUSCH RANCH 115KV WIND SUB | 135300 | Estimated Additions: 0010000000 | 12038622 | Battery Equipment | 2012-09-26 | 2013-09-01 | 10041903
1 | 0 | 0 | 0 | 2024-12-01 | BH Colorado Electric Oper Co | Regulated Electric (122) | COE-BUSCH RANCH 115KV WIND SUB | COE-BUSCH RANCH 115KV WIND SUB | 135300 | Non Detailed Property Unit: 9999999999 | 12043087 | Non Detailed Property Unit | 2012-09-26 | 2012-11-01 | 10041903
1 | 0 | 0 | 0 | 2024-12-01 | BH Colorado Electric Oper Co | Regulated Electric (122) | COE-BUSCH RANCH 115KV WIND SUB | COE-BUSCH RANCH 115KV WIND SUB | 135300 | Non Detailed Property Unit: 9999999999 | 12058938 | Non Detailed Property Unit | 2012-09-26 | 2012-11-01 | 10041917
1 | 0 | 0 | 0 | 2024-12-01 | BH Colorado Electric Oper Co | Regulated Electric (122) | COE-BUSCH RANCH 115KV WIND SUB | COE-BUSCH RANCH 115KV WIND SUB | 135300 | Non Detailed Property Unit: 9999999999 | 12043101 | Non Detailed Property Unit | 2012-09-26 | 2012-11-01 | 10041914
1 | 0 | 0 | 0 | 2024-12-01 | BH Colorado Electric Oper Co | Regulated Electric (122) | COE-BUSCH RANCH 115KV WIND SUB | COE-BUSCH RANCH 115KV WIND SUB | 135300 | Non Detailed Property Unit: 9999999999 | 12043094 | Non Detailed Property Unit | 2012-09-26 | 2012-11-01 | 10041911
9 | 16233.07 | 2724.6797 | 13508.3903 | 2024-12-01 | BH Colorado Electric Oper Co | Regulated Electric (122) | Peak View Substation | Peak View Substation | 135300 | Arrester - 23,001-34,500 Volts: 0210690000 | 20845137 | Arrester - 23,001-34,500 Volts | 2016-11-07 | 2016-01-01 | 10054545
3 | 5411.01 | 908.2243 | 4502.7857 | 2024-12-01 | BH Colorado Electric Oper Co | Regulated Electric (122) | Peak View Substation | Peak View Substation | 135300 | Arrester - 69,001-146,000 Volts: 0211460000 | 20845144 | Arrester - 69,001-146,000 Volts | 2016-11-07 | 2016-01-01 | 10054545
20 | 78669.98 | 13204.5571 | 65465.4229 | 2024-12-01 | BH Colorado Electric Oper Co | Regulated Electric (122) | Peak View Substation | Peak View Substation | 135300 | Batteries, Storage: 0350000000 | 20845197 | Batteries, Storage | 2016-11-07 | 2016-11-01 | 10054545
2 | 28785.99 | 4831.6556 | 23954.3344 | 2024-12-01 | BH Colorado Electric Oper Co | Regulated Electric (122) | Peak View Substation | Peak View Substation | 135300 | Battery Charger: 0300000000 | 20845194 | Battery Charger | 2016-11-07 | 2016-11-01 | 10054545
1 | 143290.22 | 1414.7574 | 141875.4626 | 2024-12-01 | BH Colorado Electric Oper Co | Regulated Electric (122) | Peak View Substation | Peak View Substation | 135300 | Breaker, 115 KV: 6212115115 | 39624705 | Breaker, 115 KV | 2024-04-11 | 2024-01-01 | 10084643
0 | 0 | 0 | 0 | 2024-12-01 | BH Colorado Electric Oper Co | Regulated Electric (122) | Peak View Substation | Peak View Substation | 135300 | Breaker, 115 KV: 6212115115 | 20845173 | Breaker, 115 KV | 2016-11-07 | 2016-01-01 | 10054545
1 | 26477 | 4444.0975 | 22032.9025 | 2024-12-01 | BH Colorado Electric Oper Co | Regulated Electric (122) | Peak View Substation | Peak View Substation | 135300 | Breaker, 15.5 KV: | 20845179 | Breaker, 15.5 KV | 2016-11-07 | 2016-01-01 | 10054545
3 | 79430.98 | 13332.289 | 66098.691 | 2024-12-01 | BH Colorado Electric Oper Co | Regulated Electric (122) | Peak View Substation | Peak View Substation | 135300 | Breaker, Other: 6212115999 | 20845176 | Breaker, Other | 2016-11-07 | 2016-01-01 | 10054545
1 | 177639.64 | 29816.3641 | 147823.2759 | 2024-12-01 | BH Colorado Electric Oper Co | Regulated Electric (122) | Peak View Substation | Peak View Substation | 135300 | Building - Station Control: 0630000026 | 20845215 | Building - Station Control | 2016-11-07 | 2016-11-01 | 10054545
1 | 42439.33 | 7123.3342 | 35315.9958 | 2024-12-01 | BH Colorado Electric Oper Co | Regulated Electric (122) | Peak View Substation | Peak View Substation | 135300 | Communications - JMUX Equip: | 20845167 | Communications - JMUX Equip | 2016-11-07 | 2016-01-01 | 10054545
1 | 50927.2 | 8548.0017 | 42379.1983 | 2024-12-01 | BH Colorado Electric Oper Co | Regulated Electric (122) | Peak View Substation | Peak View Substation | 135300 | Controls - Station: 1969000000 | 20845218 | Controls - Station | 2016-11-07 | 2016-11-01 | 10054545
1 | 50927.2 | 8548.0017 | 42379.1983 | 2024-12-01 | BH Colorado Electric Oper Co | Regulated Electric (122) | Peak View Substation | Peak View Substation | 135300 | Controls - Station: 1969000000 | 20845221 | Controls - Station | 2016-11-07 | 2016-11-01 | 10054545
1 | 31829.5 | 5342.501 | 26486.999 | 2024-12-01 | BH Colorado Electric Oper Co | Regulated Electric (122) | Peak View Substation | Peak View Substation | 135300 | Deadend Tower: 7848000000 | 20845224 | Deadend Tower | 2016-11-07 | 2016-11-01 | 10054545
0 | 0 | 0 | 0 | 2024-12-01 | BH Colorado Electric Oper Co | Regulated Electric (122) | Peak View Substation | Peak View Substation | 135300 | Estimated Additions: 0010000000 | 38933352 | This is to replace a 115kV breaker at Peak View substation due to faulty functions with the current breaker. Current breaker is a SF6 breaker and will be replaced with same. | 2024-04-11 | 2024-04-01 | 10084643
1 | 29537.45 | 4957.7863 | 24579.6637 | 2024-12-01 | BH Colorado Electric Oper Co | Regulated Electric (122) | Peak View Substation | Peak View Substation | 135300 | Fence: 3220000000 | 20845200 | Fence | 2016-11-07 | 2016-11-01 | 10054545
2 | 26907.55 | 4516.3642 | 22391.1858 | 2024-12-01 | BH Colorado Electric Oper Co | Regulated Electric (122) | Peak View Substation | Peak View Substation | 135300 | METER: 5102000000 | 20845233 | METERING PACKAGE (CT/VT) | 2016-11-07 | 2016-11-01 | 10054545
1 | 16143.62 | 2709.6658 | 13433.9542 | 2024-12-01 | BH Colorado Electric Oper Co | Regulated Electric (122) | Peak View Substation | Peak View Substation | 135300 | Motor Operator: | 20845191 | Motor Operator | 2016-11-07 | 2016-01-01 | 10054545
1 | 104628.44 | 15495.5463 | 89132.8937 | 2024-12-01 | BH Colorado Electric Oper Co | Regulated Electric (122) | Peak View Substation | Peak View Substation | 135300 | Pwr Trfrmr Nbr Xxxxxx Foundation: 9101XXXXXX | 20845236 | Pwr Trfrmr Nbr G3551-02 Foundation | 2017-11-04 | 2017-11-01 | 10057286
1 | 104935.49 | 17613.1565 | 87322.3335 | 2024-12-01 | BH Colorado Electric Oper Co | Regulated Electric (122) | Peak View Substation | Peak View Substation | 135300 | Pwr Trfrmr Nbr Xxxxxx Foundation: 9101XXXXXX | 20845209 | Pwr Trfrmr Nbr G3551-01 Foundation | 2016-11-07 | 2016-11-01 | 10054545
1 | 748153.36 | 125575.6486 | 622577.7114 | 2024-12-01 | BH Colorado Electric Oper Co | Regulated Electric (122) | Peak View Substation | Peak View Substation | 135300 | Pwr Trfrmr Nbr Xxxxxxx: 9105XXXXXX | 20845212 | Pwr Trfrmr Nbr G3551-01 | 2016-11-07 | 2016-11-01 | 10054545
1 | 745964.3 | 110477.8425 | 635486.4575 | 2024-12-01 | BH Colorado Electric Oper Co | Regulated Electric (122) | Peak View Substation | Peak View Substation | 135300 | Pwr Trfrmr Nbr Xxxxxxx: 9105XXXXXX | 20845241 | Pwr Trfrmr Nbr G3551-02 | 2017-11-04 | 2017-11-01 | 10057286
3 | 184606.95 | 30985.8095 | 153621.1405 | 2024-12-01 | BH Colorado Electric Oper Co | Regulated Electric (122) | Peak View Substation | Peak View Substation | 135300 | Reactor: | 20845182 | Reactor | 2016-11-07 | 2016-01-01 | 10054545
3 | 152781.59 | 25644.0033 | 127137.5867 | 2024-12-01 | BH Colorado Electric Oper Co | Regulated Electric (122) | Peak View Substation | Peak View Substation | 135300 | RELAY AND CONTROL: 5959810000 | 20845227 | RELAY AND CONTROL | 2016-11-07 | 2016-11-01 | 10054545
0 | 199941.07 | 17766.8495 | 182174.2205 | 2024-12-01 | BH Colorado Electric Oper Co | Regulated Electric (122) | Peak View Substation | Peak View Substation | 135300 | Scada Equip - Not Available: 8191000000 | 33504963 | Scada Equip for CT20 Controls | 2020-01-02 | 2020-01-01 | 10067751
1 | 16008.37 | 2686.9644 | 13321.4056 | 2024-12-01 | BH Colorado Electric Oper Co | Regulated Electric (122) | Peak View Substation | Peak View Substation | 135300 | Station Rock: 7702000000 | 20845203 | Station Rock | 2016-11-07 | 2016-11-01 | 10054545
1 | 10566.46 | 1773.5536 | 8792.9064 | 2024-12-01 | BH Colorado Electric Oper Co | Regulated Electric (122) | Peak View Substation | Peak View Substation | 135300 | STATION SERVICE TRANSFORMER: 8607400000 | 20845230 | STATION SERVICE TRANSFORMER | 2016-11-07 | 2016-11-01 | 10054545
2 | 32287.24 | 5419.3315 | 26867.9085 | 2024-12-01 | BH Colorado Electric Oper Co | Regulated Electric (122) | Peak View Substation | Peak View Substation | 135300 | Switches - Not Available: 7980000000 | 20845156 | Switches - Not Available | 2016-11-07 | 2016-01-01 | 10054545
1 | 17240.98 | 2893.8549 | 14347.1251 | 2024-12-01 | BH Colorado Electric Oper Co | Regulated Electric (122) | Peak View Substation | Peak View Substation | 135300 | Switches-Disconnect >= 115kv: | 20845161 | Switches-Disconnect >= 115kv | 2016-11-07 | 2016-01-01 | 10054545
1 | 16143.62 | 2709.6658 | 13433.9542 | 2024-12-01 | BH Colorado Electric Oper Co | Regulated Electric (122) | Peak View Substation | Peak View Substation | 135300 | Switches-Gang 115kv: | 20845164 | Switches-Gang 115kv | 2016-11-07 | 2016-01-01 | 10054545
1 | 8930.86 | 264.5333 | 8666.3267 | 2024-12-01 | BH Colorado Electric Oper Co | Regulated Electric (122) | Peak View Substation | Peak View Substation | 135300 | Transf Instr Cur Pot Volt Ccvolt: | 37315542 | Voltage Transformer | 2023-02-09 | 2023-01-01 | 10081076
3 | 50556.34 | 8485.7538 | 42070.5862 | 2024-12-01 | BH Colorado Electric Oper Co | Regulated Electric (122) | Peak View Substation | Peak View Substation | 135300 | Transf, Pntl: 9030000000 | 20845206 | Transf, Pntl | 2016-11-07 | 2016-11-01 | 10054545
0 | 0 | 0 | 0 | 2024-12-01 | BH Colorado Electric Oper Co | Regulated Electric (122) | Peak View Substation | Peak View Substation | 135301 | Estimated Additions: 0010000000 | 36755356 | PeakView Substation Replace 35kv potential transformer | 2023-02-09 | 2023-02-01 | 10081076
0 | 0 | 0 | 0 | 2024-12-01 | BH Colorado Electric Oper Co | Regulated Electric (122) | Peak View Substation | Peak View Substation | 135301 | Estimated Additions: 0010000000 | 36933429 | PeakView Substation Replace 35kv potential transformer | 2023-02-09 | 2023-03-01 | 10081076
0 | 0 | 0 | 0 | 2024-12-01 | BH Colorado Electric Oper Co | Regulated Electric (122) | RETIRED Sub 20422 Canon City Plant | WPC Sub 20422 Canon City Plant-Retired | 135200 | Fence: 3220000000 | 9812547 | FENCE | 1993-07-01 | 1993-07-01 | WCDXFER
0 | 0 | 0 | 0 | 2024-12-01 | BH Colorado Electric Oper Co | Regulated Electric (122) | RETIRED Sub 20422 Canon City Plant | WPC Sub 20422 Canon City Plant-Retired | 135200 | Walls,Enclose/Retain,Sound Wall: 7703500000 | 9812569 | OIL CONTAINMENT BURM | 2002-06-17 | 2002-01-01 | WCDXFER
0 | 0 | 0 | 0 | 2024-12-01 | BH Colorado Electric Oper Co | Regulated Electric (122) | RETIRED Sub 20422 Canon City Plant | WPC Sub 20422 Canon City Plant-Retired | 135300 | Airbrk-1ph-Man-0-15000v-<=600amps: 7981201506 | 9812565 | AIRBREAK-1PH-MAN-0-15000V-<=600AMPS | 1936-07-01 | 1936-07-01 | WCDXFER
0 | 0 | 0 | 0 | 2024-12-01 | BH Colorado Electric Oper Co | Regulated Electric (122) | RETIRED Sub 20422 Canon City Plant | WPC Sub 20422 Canon City Plant-Retired | 135300 | Airbrk-1ph-Man-0-15000v-<=600amps: 7981201506 | 9812599 | SWITCH, 1PH, MAN, 0-15, <600 | 1960-07-01 | 1960-07-01 | WCDXFER
0 | 0 | 0 | 0 | 2024-12-01 | BH Colorado Electric Oper Co | Regulated Electric (122) | RETIRED Sub 20422 Canon City Plant | WPC Sub 20422 Canon City Plant-Retired | 135300 | Airbrk-1ph-Man-0-15000v-<=600amps: 7981201506 | 9812600 | SWITCH, 1PH, MAN, 0-15, <600 | 1950-07-01 | 1950-07-01 | WCDXFER
0 | 0 | 0 | 0 | 2024-12-01 | BH Colorado Electric Oper Co | Regulated Electric (122) | RETIRED Sub 20422 Canon City Plant | WPC Sub 20422 Canon City Plant-Retired | 135300 | Airbrk-1ph-Man-0-15000v->= 2000amps: 7981201520 | 9812597 | AIRBRK-1PH-MAN-0-15000V->= 2000AMPS | 1950-07-01 | 1950-07-01 | WCDXFER
0 | 0 | 0 | 0 | 2024-12-01 | BH Colorado Electric Oper Co | Regulated Electric (122) | RETIRED Sub 20422 Canon City Plant | WPC Sub 20422 Canon City Plant-Retired | 135300 | Airbrk-1ph-Man-0-15000v-1200-1999a: 7981201519 | 9812598 | AIRBRK-1PH-MAN-0-15000V-1200-1999A | 1950-07-01 | 1950-07-01 | WCDXFER
0 | 0 | 0 | 0 | 2024-12-01 | BH Colorado Electric Oper Co | Regulated Electric (122) | RETIRED Sub 20422 Canon City Plant | WPC Sub 20422 Canon City Plant-Retired | 135300 | Airbrk-3ph-Manl-0-15000v- <= 600amp: 7982201506 | 9812596 | AIRBRK-3PH-MANL-0-15000V- <= 600AMPS | 1975-07-01 | 1975-07-01 | WCDXFER
0 | 0 | 0 | 0 | 2024-12-01 | BH Colorado Electric Oper Co | Regulated Electric (122) | RETIRED Sub 20422 Canon City Plant | WPC Sub 20422 Canon City Plant-Retired | 135300 | Airbrk-3ph-Manl-0-15000v-1200-1999a: 7982201519 | 9812595 | AIRBRK-3PH-MANL-0-15000V-1200-1999A | 1950-07-01 | 1950-07-01 | WCDXFER
0 | 0 | 0 | 0 | 2024-12-01 | BH Colorado Electric Oper Co | Regulated Electric (122) | RETIRED Sub 20422 Canon City Plant | WPC Sub 20422 Canon City Plant-Retired | 135300 | Battery Charger: 0300000000 | 9812552 | BATTERY CHARGER | 1976-07-01 | 1976-07-01 | WCDXFER
0 | 0 | 0 | 0 | 2024-12-01 | BH Colorado Electric Oper Co | Regulated Electric (122) | RETIRED Sub 20422 Canon City Plant | WPC Sub 20422 Canon City Plant-Retired | 135300 | Breaker, Oil - 15 Kv: 6213015000 | 9812574 | OIL - 15 KV | 1950-07-01 | 1950-07-01 | WCDXFER
0 | 0 | 0 | 0 | 2024-12-01 | BH Colorado Electric Oper Co | Regulated Electric (122) | RETIRED Sub 20422 Canon City Plant | WPC Sub 20422 Canon City Plant-Retired | 135300 | Combo-Manl-0-15kv- <= 600amps: 7984201506 | 9812594 | COMBO-MANL-0-15KV- <= 600AMPS | 1980-07-01 | 1980-07-01 | WCDXFER
0 | 0 | 0 | 0 | 2024-12-01 | BH Colorado Electric Oper Co | Regulated Electric (122) | RETIRED Sub 20422 Canon City Plant | WPC Sub 20422 Canon City Plant-Retired | 135300 | Cond. Pwr Cable, Al, 250MCM Or Less: 0773000250 | 9812550 | COND. PWR CABLE, AL, 250MCM OR LESS | 1980-07-01 | 1980-07-01 | WCDXFER
0 | 0 | 0 | 0 | 2024-12-01 | BH Colorado Electric Oper Co | Regulated Electric (122) | RETIRED Sub 20422 Canon City Plant | WPC Sub 20422 Canon City Plant-Retired | 135300 | Conduit, Not Encsd Steel Undr 3": 1822202000 | 9812549 | CONDUIT, NOT ENCD-STL-UNDR 3" | 1950-07-01 | 1950-07-01 | WCDXFER
0 | 0 | 0 | 0 | 2024-12-01 | BH Colorado Electric Oper Co | Regulated Electric (122) | RETIRED Sub 20422 Canon City Plant | WPC Sub 20422 Canon City Plant-Retired | 135300 | Ctrl Cub-Switchgear, Metalclad: 1963000000 | 9812548 | CTRL CUB-SWITCHGEAR, METALCLAD | 1950-07-01 | 1950-07-01 | WCDXFER
0 | 0 | 0 | 0 | 2024-12-01 | BH Colorado Electric Oper Co | Regulated Electric (122) | RETIRED Sub 20422 Canon City Plant | WPC Sub 20422 Canon City Plant-Retired | 135300 | Estimated Additions: 0010000000 | 9816227 | Differential on115kv bus-Canon | 2002-10-01 | 2003-12-01 | 10012241
0 | 0 | 0 | 0 | 2024-12-01 | BH Colorado Electric Oper Co | Regulated Electric (122) | RETIRED Sub 20422 Canon City Plant | WPC Sub 20422 Canon City Plant-Retired | 135300 | Grounding Systems, Station: 3920000000 | 9812582 | GROUNDING SYSTEMS, STATION | 1950-07-01 | 1950-07-01 | WCDXFER
0 | 0 | 0 | 0 | 2024-12-01 | BH Colorado Electric Oper Co | Regulated Electric (122) | RETIRED Sub 20422 Canon City Plant | WPC Sub 20422 Canon City Plant-Retired | 135300 | Microwave Antennas: 6309000000 | 12818689 | MICROWAVE ANTENNAS | 2007-03-15 | 2007-12-01 | 50507XFER
0 | 0 | 0 | 0 | 2024-12-01 | BH Colorado Electric Oper Co | Regulated Electric (122) | RETIRED Sub 20422 Canon City Plant | WPC Sub 20422 Canon City Plant-Retired | 135300 | Microwave Fixed Station Units: 6308000000 | 12818700 | MICROWAVE FIXED STATION UNITS | 2007-03-15 | 2007-05-01 | 50507XFER
0 | 0 | 0 | 0 | 2024-12-01 | BH Colorado Electric Oper Co | Regulated Electric (122) | RETIRED Sub 20422 Canon City Plant | WPC Sub 20422 Canon City Plant-Retired | 135300 | Multiplex System: 6305000000 | 12818711 | MULTIPLEX SYSTEM | 2007-03-15 | 2007-05-01 | 50507XFER
0 | 0 | 0 | 0 | 2024-12-01 | BH Colorado Electric Oper Co | Regulated Electric (122) | RETIRED Sub 20422 Canon City Plant | WPC Sub 20422 Canon City Plant-Retired | 135300 | Panel - Combo Line/Cb Control : 5950500000 | 9812577 | COMBO LINE/CIRCUIT BKR CNTRL PANEL | 1936-07-01 | 1936-07-01 | WCDXFER
0 | 0 | 0 | 0 | 2024-12-01 | BH Colorado Electric Oper Co | Regulated Electric (122) | RETIRED Sub 20422 Canon City Plant | WPC Sub 20422 Canon City Plant-Retired | 135300 | Pwr Trfrmr Nbr Xxxxxxx: 9105XXXXXX | 9812999 | TX.-POWER-08039-TX.-POWER | 1979-07-01 | 1979-07-01 | WCDXFER
0 | 0 | 0 | 0 | 2024-12-01 | BH Colorado Electric Oper Co | Regulated Electric (122) | RETIRED Sub 20422 Canon City Plant | WPC Sub 20422 Canon City Plant-Retired | 135300 | Reactor-Current Limiting: 6511000000 | 9812573 | REACTOR-CURRENT LIMITING | 1960-07-01 | 1960-07-01 | WCDXFER
0 | 0 | 0 | 0 | 2024-12-01 | BH Colorado Electric Oper Co | Regulated Electric (122) | RETIRED Sub 20422 Canon City Plant | WPC Sub 20422 Canon City Plant-Retired | 135300 | Reclosers-3ph,15001-25000v: 6553025000 | 9812571 | RECLOSERS-3PH,15001-25000V | 1975-07-01 | 1975-07-01 | WCDXFER
0 | 0 | 0 | 0 | 2024-12-01 | BH Colorado Electric Oper Co | Regulated Electric (122) | RETIRED Sub 20422 Canon City Plant | WPC Sub 20422 Canon City Plant-Retired | 135300 | Reclosers-Foundation: 6550000000 | 9812572 | RECLOSERS-FOUNDATION | 1975-07-01 | 1975-07-01 | WCDXFER
0 | 0 | 0 | 0 | 2024-12-01 | BH Colorado Electric Oper Co | Regulated Electric (122) | RETIRED Sub 20422 Canon City Plant | WPC Sub 20422 Canon City Plant-Retired | 135300 | Rect Bus Bar, Copper, Under 3": 0771202000 | 9812551 | RECT BUS BAR, COPPER, UNDER 3" | 1962-07-01 | 1962-07-01 | WCDXFER
0 | 0 | 0 | 0 | 2024-12-01 | BH Colorado Electric Oper Co | Regulated Electric (122) | RETIRED Sub 20422 Canon City Plant | WPC Sub 20422 Canon City Plant-Retired | 135300 | Regulator, Feeder Voltage: 6721000000 | 9812570 | REGULATOR, FEEDER VOLTAGE | 1950-07-01 | 1950-07-01 | WCDXFER
0 | 0 | 0 | 0 | 2024-12-01 | BH Colorado Electric Oper Co | Regulated Electric (122) | RETIRED Sub 20422 Canon City Plant | WPC Sub 20422 Canon City Plant-Retired | 135300 | Relay - Bus Differential: 5951200000 | 9818976 | RELAY - BUS DIFFERENTIAL | 2002-10-01 | 2003-01-01 | 10012241
0 | 0 | 0 | 0 | 2024-12-01 | BH Colorado Electric Oper Co | Regulated Electric (122) | RETIRED Sub 20422 Canon City Plant | WPC Sub 20422 Canon City Plant-Retired | 135300 | Relay - Impedance: 5951600000 | 9812576 | IMPEDANCE RELAY | 1995-07-01 | 1995-07-01 | WCDXFER
0 | 0 | 0 | 0 | 2024-12-01 | BH Colorado Electric Oper Co | Regulated Electric (122) | RETIRED Sub 20422 Canon City Plant | WPC Sub 20422 Canon City Plant-Retired | 135300 | Relay - Transformer Differential: 5952400000 | 9812575 | TRANSFORMER DIFFERENTIAL RELAY | 1997-07-01 | 1997-07-01 | WCDXFER
0 | 0 | 0 | 0 | 2024-12-01 | BH Colorado Electric Oper Co | Regulated Electric (122) | RETIRED Sub 20422 Canon City Plant | WPC Sub 20422 Canon City Plant-Retired | 135300 | Struc-High Prof-Bay #1-161kv: 7842001161 | 9812567 | STRUC-HIGH PROF-BAY #1-161KV | 1960-07-01 | 1960-07-01 | WCDXFER
0 | 0 | 0 | 0 | 2024-12-01 | BH Colorado Electric Oper Co | Regulated Electric (122) | RETIRED Sub 20422 Canon City Plant | WPC Sub 20422 Canon City Plant-Retired | 135300 | Struc-High Prof-Bay #1-161kv: 7842001161 | 9812568 | STRUC-HIGH PROF-BAY #1-161KV | 1950-07-01 | 1950-07-01 | WCDXFER
0 | 0 | 0 | 0 | 2024-12-01 | BH Colorado Electric Oper Co | Regulated Electric (122) | RETIRED Sub 20422 Canon City Plant | WPC Sub 20422 Canon City Plant-Retired | 135300 | Structures-Supporting,Outdoor: 7840000000 | 10565918 | Security System | 2005-07-07 | 2005-01-01 | 10017404
0 | 0 | 0 | 0 | 2024-12-01 | BH Colorado Electric Oper Co | Regulated Electric (122) | RETIRED Sub 20422 Canon City Plant | WPC Sub 20422 Canon City Plant-Retired | 135300 | Switches - Not Available: 7980000000 | 9812566 | SWITCHES - NOT AVAILABLE | 1936-07-01 | 1936-07-01 | WCDXFER
0 | 0 | 0 | 0 | 2024-12-01 | BH Colorado Electric Oper Co | Regulated Electric (122) | RETIRED Sub 20422 Canon City Plant | WPC Sub 20422 Canon City Plant-Retired | 135300 | Telemeter Eq - Other: 8195000000 | 9812593 | TELEMETERING EQ-OTHER, NOT ITEMIZED | 1997-11-28 | 1998-01-01 | WCDXFER
0 | 0 | 0 | 0 | 2024-12-01 | BH Colorado Electric Oper Co | Regulated Electric (122) | RETIRED Sub 20422 Canon City Plant | WPC Sub 20422 Canon City Plant-Retired | 135300 | Transf, Pntl, 02.400kv Or Less 1ph: 9031002000 | 9812592 | TRANSF, POTNTL, 1PH, <=2400V | 1936-07-01 | 1936-07-01 | WCDXFER
0 | 0 | 0 | 0 | 2024-12-01 | BH Colorado Electric Oper Co | Regulated Electric (122) | RETIRED Sub 20422 Canon City Plant | WPC Sub 20422 Canon City Plant-Retired | 135300 | Transf, Pntl, 02.400kv Or Less 1ph: 9031002000 | 9812591 | POTNTL TRAN-SGLE-2400 & UNDER | 1950-07-01 | 1950-07-01 | WCDXFER
0 | 0 | 0 | 0 | 2024-12-01 | BH Colorado Electric Oper Co | Regulated Electric (122) | RETIRED Sub 20422 Canon City Plant | WPC Sub 20422 Canon City Plant-Retired | 135300 | Transf, Pntl, 02.401-13kv 1ph: 9031013000 | 9812590 | TRANSF, POTNTL, 1PH, 2401-13KV | 1936-07-01 | 1936-07-01 | WCDXFER
0 | 0 | 0 | 0 | 2024-12-01 | BH Colorado Electric Oper Co | Regulated Electric (122) | RETIRED Sub 20422 Canon City Plant | WPC Sub 20422 Canon City Plant-Retired | 135300 | Transf, Pntl, 02.401-13kv 1ph: 9031013000 | 9812589 | TRANSF, POTNTL, 1PH, 2401-13KV | 1950-07-01 | 1950-07-01 | WCDXFER
0 | 0 | 0 | 0 | 2024-12-01 | BH Colorado Electric Oper Co | Regulated Electric (122) | RETIRED Sub 20422 Canon City Plant | WPC Sub 20422 Canon City Plant-Retired | 135300 | Transf, Pntl, 13.001-25kv 1ph: 9031025000 | 9812588 | TRANSF, POTNTL, 1PH, 13001-25 | 1946-07-01 | 1946-07-01 | WCDXFER
0 | 0 | 0 | 0 | 2024-12-01 | BH Colorado Electric Oper Co | Regulated Electric (122) | RETIRED Sub 20422 Canon City Plant | WPC Sub 20422 Canon City Plant-Retired | 135300 | Transf, Pntl, 13.001-25kv 1ph: 9031025000 | 9812587 | TRANSF, POTNTL, 1PH, 13001-25KV | 1936-07-01 | 1936-07-01 | WCDXFER
0 | 0 | 0 | 0 | 2024-12-01 | BH Colorado Electric Oper Co | Regulated Electric (122) | RETIRED Sub 20422 Canon City Plant | WPC Sub 20422 Canon City Plant-Retired | 135300 | Transf, Pntl, 25.001-35kv 1ph: 9031035000 | 9812586 | TRANSF, POTNTL, 1PH, 25001-35KV | 1936-07-01 | 1936-07-01 | WCDXFER
0 | 0 | 0 | 0 | 2024-12-01 | BH Colorado Electric Oper Co | Regulated Electric (122) | RETIRED Sub 20422 Canon City Plant | WPC Sub 20422 Canon City Plant-Retired | 135300 | Transf, Pntl, 35.001-69kv 1ph: 9031069000 | 9812585 | TRANSF, POTNTL, 1PH, 35001-69 | 1950-07-01 | 1950-07-01 | WCDXFER
0 | 0 | 0 | 0 | 2024-12-01 | BH Colorado Electric Oper Co | Regulated Electric (122) | RETIRED Sub 20422 Canon City Plant | WPC Sub 20422 Canon City Plant-Retired | 135300 | Transf, Pntl, 35.001-69kv 1ph: 9031069000 | 9812583 | TRANSF, POTNTL, 1PH, 35001-69 | 1960-07-01 | 1960-07-01 | WCDXFER
0 | 0 | 0 | 0 | 2024-12-01 | BH Colorado Electric Oper Co | Regulated Electric (122) | RETIRED Sub 20422 Canon City Plant | WPC Sub 20422 Canon City Plant-Retired | 135300 | Transf, Pntl, 35.001-69kv 1ph: 9031069000 | 9812584 | TRANSF, POTNTL, 1PH, 35001-69KV | 1936-07-01 | 1936-07-01 | WCDXFER
0 | 0 | 0 | 0 | 2024-12-01 | BH Colorado Electric Oper Co | Regulated Electric (122) | RETIRED Sub 20422 Canon City Plant | WPC Sub 20422 Canon City Plant-Retired | 135300 | Transf, Pntl, 35.001-69kv 1ph: 9031069000 | 9812617 | TRANSF, POTNTL, 1PH, 35001-69 | 1962-07-01 | 1962-07-01 | WCDXFER
1 | 43738.79 | 9932.5434 | 33806.2466 | 2024-12-01 | BH Colorado Electric Oper Co | Regulated Electric (122) | State - CO Common Substation | State - Colorado Common Substation | 135300 | Ctrl Cub-Relay-Aux-Reclosing: 1962130000 | 12116070 | RELAY TESTER | 2013-09-23 | 2013-10-01 | 10048617
0 | 0 | 0 | 0 | 2024-12-01 | BH Colorado Electric Oper Co | Regulated Electric (122) | State - CO Common Substation | State - Colorado Common Substation | 135300 | Estimated Additions: 0010000000 | 9876583 | BWO MISC TRAN SUB IMPROV 097 | 1997-07-31 | 1999-03-01 | 23550097
0 | 0 | 0 | 0 | 2024-12-01 | BH Colorado Electric Oper Co | Regulated Electric (122) | State - CO Common Substation | State - Colorado Common Substation | 135300 | Estimated Additions: 0010000000 | 18543059 | Purchase Transmission Substation Test Equipment. Breaker speed tester and transformer winding resistance tester. ( located a Pueblo Service Center) | 2016-11-01 | 2016-11-01 | 10054429
0 | 0 | 0 | 0 | 2024-12-01 | BH Colorado Electric Oper Co | Regulated Electric (122) | State - CO Common Substation | State - Colorado Common Substation | 135300 | Estimated Additions: 0010000000 | 20443440 | Transmission Relay Upgrade | 2016-04-30 | 2017-09-01 | 10051764
0 | 0 | 0 | 0 | 2024-12-01 | BH Colorado Electric Oper Co | Regulated Electric (122) | State - CO Common Substation | State - Colorado Common Substation | 135300 | Estimated Additions: 0010000000 | 12088976 | DOBLE RELAY TEST SET | 2013-09-23 | 2013-10-01 | 10048617
0 | 0 | 0 | 0 | 2024-12-01 | BH Colorado Electric Oper Co | Regulated Electric (122) | State - CO Common Substation | State - Colorado Common Substation | 135300 | Estimated Additions: 0010000000 | 9874172 | BWO MISC TRAN SUB IMPROV 097 | 1997-07-31 | 1998-12-01 | 23550097
0 | 0 | 0 | 0 | 2024-12-01 | BH Colorado Electric Oper Co | Regulated Electric (122) | State - CO Common Substation | State - Colorado Common Substation | 135300 | Estimated Additions: 0010000000 | 14872148 | Transmission Relay Upgrade | 2016-04-30 | 2016-06-01 | 10051764
1 | 2104.49 | 353.2333 | 1751.2567 | 2024-12-01 | BH Colorado Electric Oper Co | Regulated Electric (122) | State - CO Common Substation | State - Colorado Common Substation | 135300 | Miscellaneous Equipment: 8269900000 | 18623435 | Tools: Rotary Transducer | 2016-11-01 | 2016-11-01 | 10054429
1 | 2104.5 | 353.235 | 1751.265 | 2024-12-01 | BH Colorado Electric Oper Co | Regulated Electric (122) | State - CO Common Substation | State - Colorado Common Substation | 135300 | Miscellaneous Equipment: 8269900000 | 18623432 | Tools: 25" Linear Transducer | 2016-11-01 | 2016-11-01 | 10054429
1 | 25855.28 | 4339.7433 | 21515.5367 | 2024-12-01 | BH Colorado Electric Oper Co | Regulated Electric (122) | State - CO Common Substation | State - Colorado Common Substation | 135300 | Miscellaneous Equipment: 8269900000 | 18623427 | Tools: Substation Breaker Analyzer | 2016-11-01 | 2016-11-01 | 10054429
0 | 0 | 0 | 0 | 2024-12-01 | BH Colorado Electric Oper Co | Regulated Electric (122) | State - CO Common Transmission Gen | State - Colorado Common Transmission General | 135001 | Estimated Additions: 0010000000 | 36181208 | PENROSE LAND PURCHASE - TO BREAK OUT LAND FROM WO# 10055994 | 2022-10-31 | 2022-10-01 | 10081378
0 | 0 | 0 | 0 | 2024-12-01 | BH Colorado Electric Oper Co | Regulated Electric (122) | State - CO Common Transmission Gen | State - Colorado Common Transmission General | 135001 | Estimated Additions: 0010000000 | 22267128 | This work order is for the purchase of the North Penrose Substation Property | 2018-10-01 | 2018-10-01 | 10058075
0 | 0 | 0 | 0 | 2024-12-01 | BH Colorado Electric Oper Co | Regulated Electric (122) | State - CO Common Transmission Gen | State - Colorado Common Transmission General | 135300 | A dummy retirement unit: | 26291251 | A dummy retirement unit | 2012-12-31 | 2012-12-01 | 10028541
2 | 54335.61 | 13411.9042 | 40923.7058 | 2024-12-01 | BH Colorado Electric Oper Co | Regulated Electric (122) | State - CO Common Transmission Gen | State - Colorado Common Transmission General | 135300 | Clock - Satellite: 8191015700 | 11831466 | GPS CLOCKS | 2012-12-11 | 2012-01-01 | 10046919
0 | 0 | 0 | 0 | 2024-12-01 | BH Colorado Electric Oper Co | Regulated Electric (122) | State - CO Common Transmission Gen | State - Colorado Common Transmission General | 135300 | Estimated Additions: 0010000000 | 12221270 | MOBUKE RADIO CONTROL STATION REDUNDANCY FOR NERC COMPLIANCE | 2013-10-15 | 2013-12-01 | 10047857
0 | 0 | 0 | 0 | 2024-12-01 | BH Colorado Electric Oper Co | Regulated Electric (122) | State - CO Common Transmission Gen | State - Colorado Common Transmission General | 135300 | Estimated Additions: 0010000000 | 9793088 | MOBILE REPLACE TRANSFORMER DIF | 1997-09-01 | 1998-11-01 | 23556036
0 | 0 | 0 | 0 | 2024-12-01 | BH Colorado Electric Oper Co | Regulated Electric (122) | State - CO Common Transmission Gen | State - Colorado Common Transmission General | 135300 | Estimated Additions: 0010000000 | 11739273 | GPS CLOCK WEST STAT & PUEBLO SVS SVS TO SUPPORT NETWORK TIME. THIS IS TO MEET WECC | 2012-12-11 | 2012-12-01 | 10046919
0 | 0 | 0 | 0 | 2024-12-01 | BH Colorado Electric Oper Co | Regulated Electric (122) | State - CO Common Transmission Gen | State - Colorado Common Transmission General | 135300 | Estimated Additions: 0010000000 | 9792816 | System Protection Blanket - C | 1998-12-03 | 1998-11-01 | 23550102
0 | 0 | 0 | 0 | 2024-12-01 | BH Colorado Electric Oper Co | Regulated Electric (122) | State - CO Common Transmission Gen | State - Colorado Common Transmission General | 135300 | Estimated Additions: 0010000000 | 13207820 | RELAYING UPGRADES-TRANSMISSION UPGRADES FOR 6 PANELS | 2015-04-30 | 2015-04-01 | 10049752
0 | 0 | 0 | 0 | 2024-12-01 | BH Colorado Electric Oper Co | Regulated Electric (122) | State - CO Common Transmission Gen | State - Colorado Common Transmission General | 135300 | Estimated Additions: 0010000000 | 9792966 | ROCKY FORD-ADD DIFFERENTIAL BA | 1997-11-24 | 1998-11-01 | 23556039
0 | 0 | 0 | 0 | 2024-12-01 | BH Colorado Electric Oper Co | Regulated Electric (122) | State - CO Common Transmission Gen | State - Colorado Common Transmission General | 135300 | Estimated Additions: 0010000000 | 9822391 | CRIPPLE CRK PURCH/INST 2ND XFM | 1998-12-01 | 2000-09-01 | 23557245
0 | 0 | 0 | 0 | 2024-12-01 | BH Colorado Electric Oper Co | Regulated Electric (122) | State - CO Common Transmission Gen | State - Colorado Common Transmission General | 135300 | Estimated Additions: 0010000000 | 9874159 | CRIPPLE CRK PURCH/INST 2ND XFM | 1998-12-01 | 1998-12-01 | 23557245
0 | 0 | 0 | 0 | 2024-12-01 | BH Colorado Electric Oper Co | Regulated Electric (122) | State - CO Common Transmission Gen | State - Colorado Common Transmission General | 135300 | Estimated Additions: 0010000000 | 11740889 | BHCT-G3 | 2012-12-31 | 2012-12-01 | 10028541
0 | 0 | 0 | 0 | 2024-12-01 | BH Colorado Electric Oper Co | Regulated Electric (122) | State - CO Common Transmission Gen | State - Colorado Common Transmission General | 135300 | Estimated Additions: 0010000000 | 9881483 | CRIPPLE CRK PURCH/INST 2ND XFM | 1998-12-01 | 2000-11-01 | 23557245
0 | 0 | 0 | 0 | 2024-12-01 | BH Colorado Electric Oper Co | Regulated Electric (122) | State - CO Common Transmission Gen | State - Colorado Common Transmission General | 135300 | Estimated Additions: 0010000000 | 11848875 | BHCT-G3 | 2012-12-31 | 2013-04-01 | 10028541
0 | 0 | 0 | 0 | 2024-12-01 | BH Colorado Electric Oper Co | Regulated Electric (122) | State - CO Common Transmission Gen | State - Colorado Common Transmission General | 135300 | Estimated Additions: 0010000000 | 9763017 | CRIPPLE CRK PURCH/INST 2ND XFM | 1998-12-01 | 2000-08-01 | 23557245
0 | 0 | 0 | 0 | 2024-12-01 | BH Colorado Electric Oper Co | Regulated Electric (122) | State - CO Common Transmission Gen | State - Colorado Common Transmission General | 135300 | Estimated Additions: 0010000000 | 9822765 | CRIPPLE CRK PURCH/INST 2ND XFM | 1998-12-01 | 2000-10-01 | 23557245
0 | 0 | 0 | 0 | 2024-12-01 | BH Colorado Electric Oper Co | Regulated Electric (122) | State - CO Common Transmission Gen | State - Colorado Common Transmission General | 135300 | Estimated Additions: 0010000000 | 9793210 | BLENDE 69/13.2KV SUB ADD 69KV | 1997-01-31 | 1998-11-01 | 23557253
0 | 0 | 0 | 0 | 2024-12-01 | BH Colorado Electric Oper Co | Regulated Electric (122) | State - CO Common Transmission Gen | State - Colorado Common Transmission General | 135300 | Estimated Additions: 0010000000 | 9876581 | System Protection Blanket - C | 1999-03-01 | 1999-03-01 | 23550102
0 | 0 | 0 | 0 | 2024-12-01 | BH Colorado Electric Oper Co | Regulated Electric (122) | State - CO Common Transmission Gen | State - Colorado Common Transmission General | 135300 | Estimated Additions: 0010000000 | 9793089 | RF CHANGE DISTANCE RELAYS | 1997-12-15 | 1998-11-01 | 23556029
0 | 0 | 0 | 0 | 2024-12-01 | BH Colorado Electric Oper Co | Regulated Electric (122) | State - CO Common Transmission Gen | State - Colorado Common Transmission General | 135300 | Estimated Additions: 0010000000 | 9793213 | PURCH. INST. 2ND XFMR @ NORTHR | 1997-12-31 | 1998-11-01 | 23557246
0 | 0 | 0 | 0 | 2024-12-01 | BH Colorado Electric Oper Co | Regulated Electric (122) | State - CO Common Transmission Gen | State - Colorado Common Transmission General | 135300 | Estimated Additions: 0010000000 | 9802281 | LAJUNTA CHANGE DISTANCE RELAYS | 1996-12-06 | 2001-03-01 | 23556033
0 | 0 | 0 | 0 | 2024-12-01 | BH Colorado Electric Oper Co | Regulated Electric (122) | State - CO Common Transmission Gen | State - Colorado Common Transmission General | 135300 | Estimated Additions: 0010000000 | 12954306 | AURORA MITIGATION-19 TIME DELAY RELAYS INSTALLED ON 19 CIRCUIT BREAKERS IN BHCOE SYSTSM TO PREVENT SABOTAGE TO BREAKERS | 2014-12-19 | 2014-12-01 | 10049540
0 | 0 | 0 | 0 | 2024-12-01 | BH Colorado Electric Oper Co | Regulated Electric (122) | State - CO Common Transmission Gen | State - Colorado Common Transmission General | 135300 | Estimated Additions: 0010000000 | 11766947 | MISC FIBER OPTIC AND COMMUNICATIONS EQUIPMENT FOR F/O SYSTEM SOUTH LOOP BUILD OUT. 02-19-0012 | 2012-10-11 | 2013-01-01 | 10044362
0 | 0 | 0 | 0 | 2024-12-01 | BH Colorado Electric Oper Co | Regulated Electric (122) | State - CO Common Transmission Gen | State - Colorado Common Transmission General | 135300 | Estimated Additions: 0010000000 | 12221267 | SCADA DUAL FRONT END PROJECT TO MEET NERC REQUIREMENTS | 2013-07-01 | 2013-12-01 | 10047856
1 | 203172.18 | 42125.9209 | 161046.2591 | 2024-12-01 | BH Colorado Electric Oper Co | Regulated Electric (122) | State - CO Common Transmission Gen | State - Colorado Common Transmission General | 135300 | GENERATOR: 3781200000 | 13094544 | GENERATOR | 2014-11-15 | 2014-12-01 | 10049087
19 | 39442.04 | 8177.9516 | 31264.0884 | 2024-12-01 | BH Colorado Electric Oper Co | Regulated Electric (122) | State - CO Common Transmission Gen | State - Colorado Common Transmission General | 135300 | Relay - Breaker Failure: 5951000000 | 13094549 | Relay - Breaker Failure | 2014-12-19 | 2014-12-01 | 10049540
21 | 347805.99 | 78982.4797 | 268823.5103 | 2024-12-01 | BH Colorado Electric Oper Co | Regulated Electric (122) | State - CO Common Transmission Gen | State - Colorado Common Transmission General | 135300 | Scada Equip - Server/Router: 8191190000 | 12301507 | Scada Equip - Server/Router | 2013-07-01 | 2013-01-01 | 10047856
12 | 53108.84 | 12060.367 | 41048.473 | 2024-12-01 | BH Colorado Electric Oper Co | Regulated Electric (122) | State - CO Common Transmission Gen | State - Colorado Common Transmission General | 135300 | Two-Way Control Station Unit System: 6304000000 | 12242198 | RADIO CTRL STATIONS: W ACCESSORIES | 2013-10-15 | 2013-12-01 | 10047857
0 | 0 | 0 | 0 | 2024-12-01 | BH Colorado Electric Oper Co | Regulated Electric (122) | State - CO Common Transmission Gen | State - Colorado Common Transmission General | 135400 | Estimated Additions: 0010000000 | 9792859 | RPL 5 STRUCT-CAN PLNT-TALLAHAS | 1994-09-30 | 1998-11-01 | 23554820
0 | 0 | 0 | 0 | 2024-12-01 | BH Colorado Electric Oper Co | Regulated Electric (122) | State - CO Common Transmission Gen | State - Colorado Common Transmission General | 135400 | Estimated Additions: 0010000000 | 9792878 | BWO TRANSM-ROCKY FORD 045 | 1997-07-31 | 1998-11-01 | 23550045
0 | 0 | 0 | 0 | 2024-12-01 | BH Colorado Electric Oper Co | Regulated Electric (122) | State - CO Common Transmission Gen | State - Colorado Common Transmission General | 135400 | Estimated Additions: 0010000000 | 9792882 | BWO TRANSM-PUEBLO 044 | 1997-07-31 | 1998-11-01 | 23550044
0 | 0 | 0 | 0 | 2024-12-01 | BH Colorado Electric Oper Co | Regulated Electric (122) | State - CO Common Transmission Gen | State - Colorado Common Transmission General | 135400 | Estimated Additions: 0010000000 | 9793100 | BWO TRANSM-CANON CITY 041 | 1997-07-31 | 1998-11-01 | 23550041
0 | 0 | 0 | 0 | 2024-12-01 | BH Colorado Electric Oper Co | Regulated Electric (122) | State - CO Common Transmission Gen | State - Colorado Common Transmission General | 135400 | Estimated Additions: 0010000000 | 9878592 | BWO TRANSM-CANON CITY 041 | 1997-07-31 | 1999-09-01 | 23550041
0 | 0 | 0 | 0 | 2024-12-01 | BH Colorado Electric Oper Co | Regulated Electric (122) | State - CO Common Transmission Gen | State - Colorado Common Transmission General | 135400 | Estimated Additions: 0010000000 | 9877849 | BWO TRANSM-ROCKY FORD 045 | 1997-07-31 | 1999-06-01 | 23550045
0 | 0 | 0 | 0 | 2024-12-01 | BH Colorado Electric Oper Co | Regulated Electric (122) | State - CO Common Transmission Gen | State - Colorado Common Transmission General | 135400 | Estimated Additions: 0010000000 | 9793221 | BLD 69KV LN ASPEN TAP -BLENDE | 1997-12-16 | 1998-11-01 | 23557239
0 | 0 | 0 | 0 | 2024-12-01 | BH Colorado Electric Oper Co | Regulated Electric (122) | State - CO Common Transmission Gen | State - Colorado Common Transmission General | 135400 | Estimated Additions: 0010000000 | 9793173 | INSTALL FOUNDATION & RELOCATE | 1997-12-16 | 1998-11-01 | 23557216
0 | 0 | 0 | 0 | 2024-12-01 | BH Colorado Electric Oper Co | Regulated Electric (122) | State - CO Common Transmission Gen | State - Colorado Common Transmission General | 135400 | Estimated Additions: 0010000000 | 9876584 | BWO TRANSM-PUEBLO 044 | 1997-07-31 | 1999-03-01 | 23550044
0 | 0 | 0 | 0 | 2024-12-01 | BH Colorado Electric Oper Co | Regulated Electric (122) | State - CO Common Transmission Gen | State - Colorado Common Transmission General | 135400 | Estimated Additions: 0010000000 | 9793217 | KETTLE TAP ADD MOT OPER SWITCH | 1997-08-01 | 1998-11-01 | 23557241
0 | 0 | 0 | 0 | 2024-12-01 | BH Colorado Electric Oper Co | Regulated Electric (122) | State - CO Common Transmission Gen | State - Colorado Common Transmission General | 135500 | Crossarm, Assy: 2453000000 | 13044193 | CROSSARM ASSEMBLY-STRUCTURE 22 | 2014-12-01 | 2014-01-01 | 10050676
0 | 0 | 0 | 0 | 2024-12-01 | BH Colorado Electric Oper Co | Regulated Electric (122) | State - CO Common Transmission Gen | State - Colorado Common Transmission General | 135500 | Estimated Additions: 0010000000 | 9792858 | RPL 5 STRUCT-CAN PLNT-TALLAHAS | 1994-09-30 | 1998-11-01 | 23554820
0 | 0 | 0 | 0 | 2024-12-01 | BH Colorado Electric Oper Co | Regulated Electric (122) | State - CO Common Transmission Gen | State - Colorado Common Transmission General | 135500 | Estimated Additions: 0010000000 | 13074889 | NYBERG TO BOONE 115KV LINE REBUILD WITH DOUBLE CIRCUIT 115KV ON STEEL MONO POLES | 2015-01-31 | 2015-02-01 | 10050230
0 | 0 | 0 | 0 | 2024-12-01 | BH Colorado Electric Oper Co | Regulated Electric (122) | State - CO Common Transmission Gen | State - Colorado Common Transmission General | 135500 | Estimated Additions: 0010000000 | 30301200 | This work order is to replace 6 cross arms that were identified during line patrol on line 210 | 2020-10-01 | 2020-11-01 | 10071978
0 | 0 | 0 | 0 | 2024-12-01 | BH Colorado Electric Oper Co | Regulated Electric (122) | State - CO Common Transmission Gen | State - Colorado Common Transmission General | 135500 | Estimated Additions: 0010000000 | 20136283 | One pole broke off at ground line during the storm on 12-24-2016 | 2017-01-02 | 2017-07-01 | 10056555
0 | 0 | 0 | 0 | 2024-12-01 | BH Colorado Electric Oper Co | Regulated Electric (122) | State - CO Common Transmission Gen | State - Colorado Common Transmission General | 135500 | Estimated Additions: 0010000000 | 30142370 | This work order is to replace 6 cross arms that were identified during line patrol on line 210 | 2020-10-01 | 2020-10-01 | 10071978
0 | 0 | 0 | 0 | 2024-12-01 | BH Colorado Electric Oper Co | Regulated Electric (122) | State - CO Common Transmission Gen | State - Colorado Common Transmission General | 135500 | Estimated Additions: 0010000000 | 9793172 | INSTALL FOUNDATION & RELOCATE | 1997-12-16 | 1998-11-01 | 23557216
0 | 0 | 0 | 0 | 2024-12-01 | BH Colorado Electric Oper Co | Regulated Electric (122) | State - CO Common Transmission Gen | State - Colorado Common Transmission General | 135500 | Estimated Additions: 0010000000 | 18840100 | One pole broke off at ground line during the storm on 12-24-2016 | 2017-01-02 | 2017-03-01 | 10056555
0 | 0 | 0 | 0 | 2024-12-01 | BH Colorado Electric Oper Co | Regulated Electric (122) | State - CO Common Transmission Gen | State - Colorado Common Transmission General | 135500 | Estimated Additions: 0010000000 | 9793099 | BWO TRANSM-CANON CITY 041 | 1997-07-31 | 1998-11-01 | 23550041
0 | 0 | 0 | 0 | 2024-12-01 | BH Colorado Electric Oper Co | Regulated Electric (122) | State - CO Common Transmission Gen | State - Colorado Common Transmission General | 135500 | Estimated Additions: 0010000000 | 9793220 | BLD 69KV LN ASPEN TAP -BLENDE | 1997-12-16 | 1998-11-01 | 23557239
0 | 0 | 0 | 0 | 2024-12-01 | BH Colorado Electric Oper Co | Regulated Electric (122) | State - CO Common Transmission Gen | State - Colorado Common Transmission General | 135500 | Estimated Additions: 0010000000 | 20969820 | This work order is for the ground line inspection for lines 816-808-824-828-826 | 2018-01-15 | 2018-01-01 | 10057872
0 | 0 | 0 | 0 | 2024-12-01 | BH Colorado Electric Oper Co | Regulated Electric (122) | State - CO Common Transmission Gen | State - Colorado Common Transmission General | 135500 | Estimated Additions: 0010000000 | 27641539 | This work order is for the ground line inspection for lines 816-808-824-828-826 | 2018-01-15 | 2019-08-01 | 10057872
0 | 0 | 0 | 0 | 2024-12-01 | BH Colorado Electric Oper Co | Regulated Electric (122) | State - CO Common Transmission Gen | State - Colorado Common Transmission General | 135500 | Estimated Additions: 0010000000 | 18861041 | One pole broke off at ground line during the storm on 12-24-2016 | 2017-01-02 | 2017-03-01 | 10056555
0 | 0 | 0 | 0 | 2024-12-01 | BH Colorado Electric Oper Co | Regulated Electric (122) | State - CO Common Transmission Gen | State - Colorado Common Transmission General | 135500 | Estimated Additions: 0010000000 | 9878595 | BWO TRANSM-CANON CITY 041 | 1997-07-31 | 1999-09-01 | 23550041
0 | 0 | 0 | 0 | 2024-12-01 | BH Colorado Electric Oper Co | Regulated Electric (122) | State - CO Common Transmission Gen | State - Colorado Common Transmission General | 135500 | Estimated Additions: 0010000000 | 36478264 | Capital WO for 115kV COE Pole Treatments in 2022. Approx 1500 poles to be inspected and treated. | 2022-11-30 | 2022-12-01 | 10079308
0 | 0 | 0 | 0 | 2024-12-01 | BH Colorado Electric Oper Co | Regulated Electric (122) | State - CO Common Transmission Gen | State - Colorado Common Transmission General | 135500 | Estimated Additions: 0010000000 | 9793216 | KETTLE TAP ADD MOT OPER SWITCH | 1997-08-01 | 1998-11-01 | 23557241
2 | 5987.98 | 37.7783 | 5950.2017 | 2024-12-01 | BH Colorado Electric Oper Co | Regulated Electric (122) | State - CO Common Transmission Gen | State - Colorado Common Transmission General | 135500 | Estimated Additions: 0010000000 | 40160659 | 115kV COE Pole Treatments 2024 | 2024-11-26 | 2024-12-01 | 10085517
0 | 0 | 0 | 0 | 2024-12-01 | BH Colorado Electric Oper Co | Regulated Electric (122) | State - CO Common Transmission Gen | State - Colorado Common Transmission General | 135500 | Estimated Additions: 0010000000 | 21522716 | This work order is for the ground line inspection for lines 816-808-824-828-826 | 2018-01-15 | 2018-06-01 | 10057872
0 | 0 | 0 | 0 | 2024-12-01 | BH Colorado Electric Oper Co | Regulated Electric (122) | State - CO Common Transmission Gen | State - Colorado Common Transmission General | 135500 | Estimated Additions: 0010000000 | 9877852 | BWO TRANSM-ROCKY FORD 045 | 1997-07-31 | 1999-06-01 | 23550045
0 | 0 | 0 | 0 | 2024-12-01 | BH Colorado Electric Oper Co | Regulated Electric (122) | State - CO Common Transmission Gen | State - Colorado Common Transmission General | 135500 | Estimated Additions: 0010000000 | 9876587 | BWO TRANSM-PUEBLO 044 | 1997-07-31 | 1999-03-01 | 23550044
0 | 0 | 0 | 0 | 2024-12-01 | BH Colorado Electric Oper Co | Regulated Electric (122) | State - CO Common Transmission Gen | State - Colorado Common Transmission General | 135500 | Estimated Additions: 0010000000 | 9792877 | BWO TRANSM-ROCKY FORD 045 | 1997-07-31 | 1998-11-01 | 23550045
0 | 0 | 0 | 0 | 2024-12-01 | BH Colorado Electric Oper Co | Regulated Electric (122) | State - CO Common Transmission Gen | State - Colorado Common Transmission General | 135500 | Estimated Additions: 0010000000 | 9792881 | BWO TRANSM-PUEBLO 044 | 1997-07-31 | 1998-11-01 | 23550044
0 | 0 | 0 | 0 | 2024-12-01 | BH Colorado Electric Oper Co | Regulated Electric (122) | State - CO Common Transmission Gen | State - Colorado Common Transmission General | 135500 | Estimated Additions: 0010000000 | 12954320 | We need to replace structure 22 on 115 kV line 259 due to phase to ground clearance issues identified during our lidar study. This will also help out with the phase to phase clearance with the new distribution line being installed under this line. | 2014-12-01 | 2014-12-01 | 10050676
0 | 0 | 0 | 0 | 2024-12-01 | BH Colorado Electric Oper Co | Regulated Electric (122) | State - CO Common Transmission Gen | State - Colorado Common Transmission General | 135500 | Estimated Additions: 0010000000 | 13207823 | NYBERG TO BOONE 115KV LINE REBUILD WITH DOUBLE CIRCUIT 115KV ON STEEL MONO POLES | 2015-01-31 | 2015-04-01 | 10050230
0 | 0 | 0 | 0 | 2024-12-01 | BH Colorado Electric Oper Co | Regulated Electric (122) | State - CO Common Transmission Gen | State - Colorado Common Transmission General | 135500 | Wood 1 Pole 70': 7911017000 | 20199432 | Wood 1 Pole 70' | 2017-01-02 | 2017-03-01 | 10056555
0 | 0 | 0 | 0 | 2024-12-01 | BH Colorado Electric Oper Co | Regulated Electric (122) | State - CO Common Transmission Gen | State - Colorado Common Transmission General | 135600 | Estimated Additions: 0010000000 | 9878594 | BWO TRANSM-CANON CITY 041 | 1997-07-31 | 1999-09-01 | 23550041
0 | 0 | 0 | 0 | 2024-12-01 | BH Colorado Electric Oper Co | Regulated Electric (122) | State - CO Common Transmission Gen | State - Colorado Common Transmission General | 135600 | Estimated Additions: 0010000000 | 9793219 | BLD 69KV LN ASPEN TAP -BLENDE | 1997-12-16 | 1998-11-01 | 23557239
0 | 0 | 0 | 0 | 2024-12-01 | BH Colorado Electric Oper Co | Regulated Electric (122) | State - CO Common Transmission Gen | State - Colorado Common Transmission General | 135600 | Estimated Additions: 0010000000 | 9793134 | BWO TRANSM-CANON CITY 041 | 1997-07-31 | 1998-11-01 | 23550041
0 | 0 | 0 | 0 | 2024-12-01 | BH Colorado Electric Oper Co | Regulated Electric (122) | State - CO Common Transmission Gen | State - Colorado Common Transmission General | 135600 | Estimated Additions: 0010000000 | 19675711 | this work order is to replace broken insulators on the west station-excel tap 115 kV line (# 231) | 2017-03-22 | 2017-04-01 | 10056894
0 | 0 | 0 | 0 | 2024-12-01 | BH Colorado Electric Oper Co | Regulated Electric (122) | State - CO Common Transmission Gen | State - Colorado Common Transmission General | 135600 | Estimated Additions: 0010000000 | 9792876 | BWO TRANSM-ROCKY FORD 045 | 1997-07-31 | 1998-11-01 | 23550045
0 | 0 | 0 | 0 | 2024-12-01 | BH Colorado Electric Oper Co | Regulated Electric (122) | State - CO Common Transmission Gen | State - Colorado Common Transmission General | 135600 | Estimated Additions: 0010000000 | 9793171 | INSTALL FOUNDATION & RELOCATE | 1997-12-16 | 1998-11-01 | 23557216
0 | 0 | 0 | 0 | 2024-12-01 | BH Colorado Electric Oper Co | Regulated Electric (122) | State - CO Common Transmission Gen | State - Colorado Common Transmission General | 135600 | Estimated Additions: 0010000000 | 9792880 | BWO TRANSM-PUEBLO 044 | 1997-07-31 | 1998-11-01 | 23550044
0 | 0 | 0 | 0 | 2024-12-01 | BH Colorado Electric Oper Co | Regulated Electric (122) | State - CO Common Transmission Gen | State - Colorado Common Transmission General | 135600 | Estimated Additions: 0010000000 | 19675714 | we need to replace broken insulators on the pueblo plant-reader 115 kV line (line 262) | 2017-03-20 | 2017-04-01 | 10056895
0 | 0 | 0 | 0 | 2024-12-01 | BH Colorado Electric Oper Co | Regulated Electric (122) | State - CO Common Transmission Gen | State - Colorado Common Transmission General | 135600 | Estimated Additions: 0010000000 | 9793215 | KETTLE TAP ADD MOT OPER SWITCH | 1997-08-01 | 1998-11-01 | 23557241
0 | 0 | 0 | 0 | 2024-12-01 | BH Colorado Electric Oper Co | Regulated Electric (122) | State - CO Common Transmission Gen | State - Colorado Common Transmission General | 135600 | Estimated Additions: 0010000000 | 9876586 | BWO TRANSM-PUEBLO 044 | 1997-07-31 | 1999-03-01 | 23550044
0 | 0 | 0 | 0 | 2024-12-01 | BH Colorado Electric Oper Co | Regulated Electric (122) | State - CO Common Transmission Gen | State - Colorado Common Transmission General | 135600 | Estimated Additions: 0010000000 | 12422968 | West Station to Hyde Park to Pueblo Plant 115KV transmission conductor upgrade to 795 ACSR | 2014-01-17 | 2014-04-01 | 10047726
0 | 0 | 0 | 0 | 2024-12-01 | BH Colorado Electric Oper Co | Regulated Electric (122) | State - CO Common Transmission Gen | State - Colorado Common Transmission General | 135600 | Estimated Additions: 0010000000 | 9792857 | RPL 5 STRUCT-CAN PLNT-TALLAHAS | 1994-09-30 | 1998-11-01 | 23554820
0 | 0 | 0 | 0 | 2024-12-01 | BH Colorado Electric Oper Co | Regulated Electric (122) | State - CO Common Transmission Gen | State - Colorado Common Transmission General | 135600 | Estimated Additions: 0010000000 | 12279532 | West Station to Hyde Park to Pueblo Plant 115KV transmission conductor upgrade to 795 ACSR | 2014-01-17 | 2014-01-01 | 10047726
0 | 0 | 0 | 0 | 2024-12-01 | BH Colorado Electric Oper Co | Regulated Electric (122) | State - CO Common Transmission Gen | State - Colorado Common Transmission General | 135600 | Estimated Additions: 0010000000 | 9877851 | BWO TRANSM-ROCKY FORD 045 | 1997-07-31 | 1999-06-01 | 23550045
0 | 0 | 0 | 0 | 2024-12-01 | BH Colorado Electric Oper Co | Regulated Electric (122) | State - CO Common Transmission Gen | State - Colorado Common Transmission General | 135800 | Estimated Additions: 0010000000 | 9792879 | BWO TRANSM-PUEBLO 044 | 1997-07-31 | 1998-11-01 | 23550044
0 | 0 | 0 | 0 | 2024-12-01 | BH Colorado Electric Oper Co | Regulated Electric (122) | State - CO Common Transmission Gen | State - Colorado Common Transmission General | 135800 | Estimated Additions: 0010000000 | 9878593 | BWO TRANSM-CANON CITY 041 | 1997-07-31 | 1999-09-01 | 23550041
0 | 0 | 0 | 0 | 2024-12-01 | BH Colorado Electric Oper Co | Regulated Electric (122) | State - CO Common Transmission Gen | State - Colorado Common Transmission General | 135800 | Estimated Additions: 0010000000 | 9793206 | INSTALL FOUNDATION & RELOCATE | 1997-12-16 | 1998-11-01 | 23557216
0 | 0 | 0 | 0 | 2024-12-01 | BH Colorado Electric Oper Co | Regulated Electric (122) | State - CO Common Transmission Gen | State - Colorado Common Transmission General | 135800 | Estimated Additions: 0010000000 | 9876585 | BWO TRANSM-PUEBLO 044 | 1997-07-31 | 1999-03-01 | 23550044
0 | 0 | 0 | 0 | 2024-12-01 | BH Colorado Electric Oper Co | Regulated Electric (122) | State - CO Common Transmission Gen | State - Colorado Common Transmission General | 135800 | Estimated Additions: 0010000000 | 9792856 | RPL 5 STRUCT-CAN PLNT-TALLAHAS | 1994-09-30 | 1998-11-01 | 23554820
0 | 0 | 0 | 0 | 2024-12-01 | BH Colorado Electric Oper Co | Regulated Electric (122) | State - CO Common Transmission Gen | State - Colorado Common Transmission General | 135800 | Estimated Additions: 0010000000 | 9793218 | BLD 69KV LN ASPEN TAP -BLENDE | 1997-12-16 | 1998-11-01 | 23557239
0 | 0 | 0 | 0 | 2024-12-01 | BH Colorado Electric Oper Co | Regulated Electric (122) | State - CO Common Transmission Gen | State - Colorado Common Transmission General | 135800 | Estimated Additions: 0010000000 | 9877850 | BWO TRANSM-ROCKY FORD 045 | 1997-07-31 | 1999-06-01 | 23550045
0 | 0 | 0 | 0 | 2024-12-01 | BH Colorado Electric Oper Co | Regulated Electric (122) | State - CO Common Transmission Gen | State - Colorado Common Transmission General | 135800 | Estimated Additions: 0010000000 | 9793133 | BWO TRANSM-CANON CITY 041 | 1997-07-31 | 1998-11-01 | 23550041
0 | 0 | 0 | 0 | 2024-12-01 | BH Colorado Electric Oper Co | Regulated Electric (122) | State - CO Common Transmission Gen | State - Colorado Common Transmission General | 135800 | Estimated Additions: 0010000000 | 9793214 | KETTLE TAP ADD MOT OPER SWITCH | 1997-08-01 | 1998-11-01 | 23557241
0 | 0 | 0 | 0 | 2024-12-01 | BH Colorado Electric Oper Co | Regulated Electric (122) | State - CO Common Transmission Gen | State - Colorado Common Transmission General | 135800 | Estimated Additions: 0010000000 | 9792875 | BWO TRANSM-ROCKY FORD 045 | 1997-07-31 | 1998-11-01 | 23550045
0 | 0 | 0 | 0 | 2024-12-01 | BH Colorado Electric Oper Co | Regulated Electric (122) | State - Colorado Elec Distribution | CO - CANON CITY - CANON CITY | 135300 | Estimated Additions: 0010000000 | 18613897 | replacement of MAS remote radios for COE | 2016-12-23 | 2016-12-01 | 10056178
0 | 0 | 0 | 0 | 2024-12-01 | BH Colorado Electric Oper Co | Regulated Electric (122) | State - Colorado Elec Distribution | CO - CANON CITY - CANON CITY | 135500 | Estimated Additions: 0010000000 | 9749641 | EPUNF OAKWOOD BUILDERS GOLD CA | 2006-08-28 | 2006-08-01 | 60009773
0 | 0 | 0 | 0 | 2024-12-01 | BH Colorado Electric Oper Co | Regulated Electric (122) | State - Colorado Elec Distribution | CO - CANON CITY - CANON CITY | 135500 | Estimated Additions: 0010000000 | 9748871 | EPUNF FOUR MILE RANCH FOUR MIL | 2006-10-06 | 2006-10-01 | 60010544
0 | 0 | 0 | 0 | 2024-12-01 | BH Colorado Electric Oper Co | Regulated Electric (122) | State - Colorado Elec Distribution | CO - CANON CITY - CANON CITY | 135500 | Estimated Additions: 0010000000 | 9748326 | EPU CANON CITY HIGH SCHOOL 131 | 2006-11-10 | 2006-11-01 | 60008756
0 | 0 | 0 | 0 | 2024-12-01 | BH Colorado Electric Oper Co | Regulated Electric (122) | State - Colorado Elec Distribution | CO - CANON CITY - CANON CITY | 135500 | Estimated Additions: 0010000000 | 9748817 | EPU HUNKER SUBDIVISION CELTIC | 2006-10-06 | 2006-10-01 | 60011210
0 | 0 | 0 | 0 | 2024-12-01 | BH Colorado Electric Oper Co | Regulated Electric (122) | State - Colorado Elec Distribution | CO - CANON CITY - CANON CITY | 135500 | Estimated Additions: 0010000000 | 9748320 | EPORNF AQUILA 2006 DANGER POLE | 2006-11-10 | 2006-11-01 | 60011002
0 | 0 | 0 | 0 | 2024-12-01 | BH Colorado Electric Oper Co | Regulated Electric (122) | State - Colorado Elec Distribution | CO - CANON CITY - CANON CITY | 135500 | Estimated Additions: 0010000000 | 9701730 | EPONF OAKWOOD BUILDERS 402VALL | 2006-02-03 | 2006-03-01 | 60009992
0 | 0 | 0 | 0 | 2024-12-01 | BH Colorado Electric Oper Co | Regulated Electric (122) | State - Colorado Elec Distribution | CO - CANON CITY - CANON CITY | 135500 | Estimated Additions: 0010000000 | 9748802 | EPU C & C DEVELOPMENT 8TH & HA | 2006-10-06 | 2006-10-01 | 60009953
0 | 0 | 0 | 0 | 2024-12-01 | BH Colorado Electric Oper Co | Regulated Electric (122) | State - Colorado Elec Distribution | CO - CANON CITY - CANON CITY | 135500 | Estimated Additions: 0010000000 | 9754555 | EPONF OAKWOOD BUILDERS 402VALL | 2006-02-03 | 2006-02-01 | 60009992
0 | 0 | 0 | 0 | 2024-12-01 | BH Colorado Electric Oper Co | Regulated Electric (122) | State - Colorado Elec Distribution | CO - CANON CITY - CANON CITY | 135600 | Estimated Additions: 0010000000 | 9749640 | EPUNF OAKWOOD BUILDERS GOLD CA | 2006-08-28 | 2006-08-01 | 60009773
0 | 0 | 0 | 0 | 2024-12-01 | BH Colorado Electric Oper Co | Regulated Electric (122) | State - Colorado Elec Distribution | CO - CANON CITY - CANON CITY | 135600 | Estimated Additions: 0010000000 | 9754554 | EPONF OAKWOOD BUILDERS 402VALL | 2006-02-03 | 2006-02-01 | 60009992
0 | 0 | 0 | 0 | 2024-12-01 | BH Colorado Electric Oper Co | Regulated Electric (122) | State - Colorado Elec Distribution | CO - CANON CITY - CANON CITY | 135600 | Estimated Additions: 0010000000 | 9711412 | EPU C & C DEVELOPMENT 8TH & HA | 2006-10-06 | 2006-10-01 | 60009953
0 | 0 | 0 | 0 | 2024-12-01 | BH Colorado Electric Oper Co | Regulated Electric (122) | State - Colorado Elec Distribution | CO - CANON CITY - CANON CITY | 135600 | Estimated Additions: 0010000000 | 9748816 | EPU HUNKER SUBDIVISION CELTIC | 2006-10-06 | 2006-10-01 | 60011210
0 | 0 | 0 | 0 | 2024-12-01 | BH Colorado Electric Oper Co | Regulated Electric (122) | State - Colorado Elec Distribution | CO - CANON CITY - CANON CITY | 135600 | Estimated Additions: 0010000000 | 9711416 | EPUNF FOUR MILE RANCH FOUR MIL | 2006-10-06 | 2006-10-01 | 60010544
0 | 0 | 0 | 0 | 2024-12-01 | BH Colorado Electric Oper Co | Regulated Electric (122) | State - Colorado Elec Distribution | CO - CANON CITY - CANON CITY | 135600 | Estimated Additions: 0010000000 | 9748319 | EPORNF AQUILA 2006 DANGER POLE | 2006-11-10 | 2006-11-01 | 60011002
0 | 0 | 0 | 0 | 2024-12-01 | BH Colorado Electric Oper Co | Regulated Electric (122) | State - Colorado Elec Distribution | CO - CANON CITY - CANON CITY | 135600 | Estimated Additions: 0010000000 | 9748325 | EPU CANON CITY HIGH SCHOOL 131 | 2006-11-10 | 2006-11-01 | 60008756
0 | 0 | 0 | 0 | 2024-12-01 | BH Colorado Electric Oper Co | Regulated Electric (122) | State - Colorado Elec Distribution | CO - CHERAW - CHERAW | 135500 | Estimated Additions: 0010000000 | 9748256 | EPORNF CHERAW - STORM WORK 10 | 2006-11-15 | 2006-11-01 | 60011693
0 | 0 | 0 | 0 | 2024-12-01 | BH Colorado Electric Oper Co | Regulated Electric (122) | State - Colorado Elec Distribution | CO - CHERAW - CHERAW | 135600 | Estimated Additions: 0010000000 | 9748255 | EPORNF CHERAW - STORM WORK 10 | 2006-11-15 | 2006-11-01 | 60011693
0 | 0 | 0 | 0 | 2024-12-01 | BH Colorado Electric Oper Co | Regulated Electric (122) | State - Colorado Elec Distribution | CO - CROWLEY - CROWLEY | 135500 | Estimated Additions: 0010000000 | 9753644 | EPOR MAIN ST TO RR CROWLEY | 2006-01-27 | 2006-03-01 | 60009552
0 | 0 | 0 | 0 | 2024-12-01 | BH Colorado Electric Oper Co | Regulated Electric (122) | State - Colorado Elec Distribution | CO - CROWLEY - CROWLEY | 135500 | Estimated Additions: 0010000000 | 9754572 | EPOR MAIN ST TO RR CROWLEY | 2006-01-27 | 2006-02-01 | 60009552
0 | 0 | 0 | 0 | 2024-12-01 | BH Colorado Electric Oper Co | Regulated Electric (122) | State - Colorado Elec Distribution | CO - CROWLEY - CROWLEY | 135600 | Conductor, Oh Copper Bare 3/0: 1683040030 | 14133508 | Conductor, Oh Copper Bare 3/0 | 2016-02-01 | 2016-01-01 | 5105224111
0 | 0 | 0 | 0 | 2024-12-01 | BH Colorado Electric Oper Co | Regulated Electric (122) | State - Colorado Elec Distribution | CO - CROWLEY - CROWLEY | 135600 | Estimated Additions: 0010000000 | 9754571 | EPOR MAIN ST TO RR CROWLEY | 2006-01-27 | 2006-02-01 | 60009552
0 | 0 | 0 | 0 | 2024-12-01 | BH Colorado Electric Oper Co | Regulated Electric (122) | State - Colorado Elec Distribution | CO - CRPPLE CRK - CRIPPLE CREEK | 135500 | Estimated Additions: 0010000000 | 9748880 | EPUNF CITY OF CRIPPLE CREEK HW | 2006-10-11 | 2006-10-01 | 60011151
0 | 0 | 0 | 0 | 2024-12-01 | BH Colorado Electric Oper Co | Regulated Electric (122) | State - Colorado Elec Distribution | CO - CRPPLE CRK - CRIPPLE CREEK | 135500 | Estimated Additions: 0010000000 | 9753320 | EPUR3P CRIPPLE CREEK SUBSTATI | 2006-04-04 | 2006-04-01 | 60010466
0 | 0 | 0 | 0 | 2024-12-01 | BH Colorado Electric Oper Co | Regulated Electric (122) | State - Colorado Elec Distribution | CO - CRPPLE CRK - CRIPPLE CREEK | 135600 | Estimated Additions: 0010000000 | 9748879 | EPUNF CITY OF CRIPPLE CREEK HW | 2006-10-11 | 2006-10-01 | 60011151
0 | 0 | 0 | 0 | 2024-12-01 | BH Colorado Electric Oper Co | Regulated Electric (122) | State - Colorado Elec Distribution | CO - CRPPLE CRK - CRIPPLE CREEK | 135600 | Estimated Additions: 0010000000 | 9753319 | EPUR3P CRIPPLE CREEK SUBSTATI | 2006-04-04 | 2006-04-01 | 60010466
0 | 0 | 0 | 0 | 2024-12-01 | BH Colorado Electric Oper Co | Regulated Electric (122) | State - Colorado Elec Distribution | CO - FLORENCE - FLORENCE | 135500 | Estimated Additions: 0010000000 | 9694407 | EPUNF STAGGS,MARGIE LOCKE MOUN | 2006-02-03 | 2006-02-01 | 60009892
0 | 0 | 0 | 0 | 2024-12-01 | BH Colorado Electric Oper Co | Regulated Electric (122) | State - Colorado Elec Distribution | CO - FLORENCE - FLORENCE | 135500 | Estimated Additions: 0010000000 | 9753691 | EPUNF STAGGS,MARGIE LOCKE MOUN | 2006-02-03 | 2006-03-01 | 60009892
0 | 0 | 0 | 0 | 2024-12-01 | BH Colorado Electric Oper Co | Regulated Electric (122) | State - Colorado Elec Distribution | CO - FLORENCE - FLORENCE | 135600 | Estimated Additions: 0010000000 | 9754538 | EPUNF STAGGS,MARGIE LOCKE MOUN | 2006-02-03 | 2006-02-01 | 60009892
0 | 0 | 0 | 0 | 2024-12-01 | BH Colorado Electric Oper Co | Regulated Electric (122) | State - Colorado Elec Distribution | CO - FLORENCE - FLORENCE | 135800 | Cable, Urd-Triplex, 4/0: 0853140000 | 20802615 | Cable, Urd-Triplex, 4/0 | 2017-11-01 | 2017-01-01 | 5105251313
0 | 0 | 0 | 0 | 2024-12-01 | BH Colorado Electric Oper Co | Regulated Electric (122) | State - Colorado Elec Distribution | CO - FOWLER1 - FOWLER | 135500 | Estimated Additions: 0010000000 | 9748162 | EPORNF FOWLER - STORM WORK 10 | 2006-11-15 | 2006-11-01 | 60011685
0 | 0 | 0 | 0 | 2024-12-01 | BH Colorado Electric Oper Co | Regulated Electric (122) | State - Colorado Elec Distribution | CO - FOWLER1 - FOWLER | 135600 | Estimated Additions: 0010000000 | 9748161 | EPORNF FOWLER - STORM WORK 10 | 2006-11-15 | 2006-11-01 | 60011685
0 | 0 | 0 | 0 | 2024-12-01 | BH Colorado Electric Oper Co | Regulated Electric (122) | State - Colorado Elec Distribution | CO - FREMNT RL1 - FREMONT CNTY RUR - FLO | 135500 | Estimated Additions: 0010000000 | 9688411 | EPU PINKAS,MICHAEL COUNTY ROAD | 2006-07-13 | 2006-07-01 | 60010638
0 | 0 | 0 | 0 | 2024-12-01 | BH Colorado Electric Oper Co | Regulated Electric (122) | State - Colorado Elec Distribution | CO - FREMNT RL1 - FREMONT CNTY RUR - FLO | 135500 | Estimated Additions: 0010000000 | 9753688 | EPU SEIFERT CONSTRUCTION NEWLI | 2006-02-03 | 2006-03-01 | 60009435
0 | 0 | 0 | 0 | 2024-12-01 | BH Colorado Electric Oper Co | Regulated Electric (122) | State - Colorado Elec Distribution | CO - FREMNT RL1 - FREMONT CNTY RUR - FLO | 135500 | Estimated Additions: 0010000000 | 9754587 | EPU SEIFERT CONSTRUCTION NEWLI | 2006-02-03 | 2006-02-01 | 60009435
0 | 0 | 0 | 0 | 2024-12-01 | BH Colorado Electric Oper Co | Regulated Electric (122) | State - Colorado Elec Distribution | CO - FREMNT RL1 - FREMONT CNTY RUR - FLO | 135600 | Estimated Additions: 0010000000 | 9754586 | EPU SEIFERT CONSTRUCTION NEWLI | 2006-02-03 | 2006-02-01 | 60009435
0 | 0 | 0 | 0 | 2024-12-01 | BH Colorado Electric Oper Co | Regulated Electric (122) | State - Colorado Elec Distribution | CO - FREMNT RL1 - FREMONT CNTY RUR - FLO | 135600 | Estimated Additions: 0010000000 | 12575553 | Electric Primary Overhead Non-Fame : EPONF TRI-STATE G&T SKALA 13.2KV LINE50121 FLORENCE | 2014-06-04 | 2014-07-01 | 60020279
0 | 0 | 0 | 0 | 2024-12-01 | BH Colorado Electric Oper Co | Regulated Electric (122) | State - Colorado Elec Distribution | CO - FREMNT RL1 - FREMONT CNTY RUR - FLO | 135600 | Estimated Additions: 0010000000 | 9750086 | EPU PINKAS,MICHAEL COUNTY ROAD | 2006-07-13 | 2006-07-01 | 60010638
0 | 0 | 0 | 0 | 2024-12-01 | BH Colorado Electric Oper Co | Regulated Electric (122) | State - Colorado Elec Distribution | CO - FREMONT RL - FREMONT CNTY RUR - CAN CTY | 135500 | Estimated Additions: 0010000000 | 9748270 | EPU KREIDLER,TED BLACK CLOUD C | 2006-11-10 | 2006-11-01 | 60011436
0 | 0 | 0 | 0 | 2024-12-01 | BH Colorado Electric Oper Co | Regulated Electric (122) | State - Colorado Elec Distribution | CO - FREMONT RL - FREMONT CNTY RUR - CAN CTY | 135500 | Estimated Additions: 0010000000 | 9711370 | EPU RICHARDSON,DEAL HWY 50 453 | 2006-11-22 | 2006-11-01 | 60011575
0 | 0 | 0 | 0 | 2024-12-01 | BH Colorado Electric Oper Co | Regulated Electric (122) | State - Colorado Elec Distribution | CO - FREMONT RL - FREMONT CNTY RUR - CAN CTY | 135500 | Estimated Additions: 0010000000 | 9749692 | EPUNF SEIFERT ENTERPRISES LLC | 2006-08-30 | 2006-08-01 | 60010504
0 | 0 | 0 | 0 | 2024-12-01 | BH Colorado Electric Oper Co | Regulated Electric (122) | State - Colorado Elec Distribution | CO - FREMONT RL - FREMONT CNTY RUR - CAN CTY | 135500 | Estimated Additions: 0010000000 | 10594570 | REPLACE STRUCTURE OSMOSE | 2009-12-31 | 2010-12-01 | 10027701
0 | 0 | 0 | 0 | 2024-12-01 | BH Colorado Electric Oper Co | Regulated Electric (122) | State - Colorado Elec Distribution | CO - FREMONT RL - FREMONT CNTY RUR - CAN CTY | 135500 | Estimated Additions: 0010000000 | 9748279 | EPU RAHBANY,EMAD ARAPAHOE LANE | 2006-11-10 | 2006-11-01 | 60011306
0 | 0 | 0 | 0 | 2024-12-01 | BH Colorado Electric Oper Co | Regulated Electric (122) | State - Colorado Elec Distribution | CO - FREMONT RL - FREMONT CNTY RUR - CAN CTY | 135600 | Estimated Additions: 0010000000 | 9701708 | EPU KREIDLER,TED BLACK CLOUD C | 2006-11-10 | 2006-11-01 | 60011436
0 | 0 | 0 | 0 | 2024-12-01 | BH Colorado Electric Oper Co | Regulated Electric (122) | State - Colorado Elec Distribution | CO - FREMONT RL - FREMONT CNTY RUR - CAN CTY | 135600 | Estimated Additions: 0010000000 | 9748278 | EPU RAHBANY,EMAD ARAPAHOE LANE | 2006-11-10 | 2006-11-01 | 60011306
0 | 0 | 0 | 0 | 2024-12-01 | BH Colorado Electric Oper Co | Regulated Electric (122) | State - Colorado Elec Distribution | CO - FREMONT RL - FREMONT CNTY RUR - CAN CTY | 135600 | Estimated Additions: 0010000000 | 9749691 | EPUNF SEIFERT ENTERPRISES LLC | 2006-08-30 | 2006-08-01 | 60010504
0 | 0 | 0 | 0 | 2024-12-01 | BH Colorado Electric Oper Co | Regulated Electric (122) | State - Colorado Elec Distribution | CO - FREMONT RL - FREMONT CNTY RUR - CAN CTY | 135600 | Estimated Additions: 0010000000 | 9748176 | EPU RICHARDSON,DEAL HWY 50 453 | 2006-11-22 | 2006-11-01 | 60011575
0 | 0 | 0 | 0 | 2024-12-01 | BH Colorado Electric Oper Co | Regulated Electric (122) | State - Colorado Elec Distribution | CO - FREMONT RL - FREMONT CNTY RUR - CAN CTY | 135600 | Estimated Additions: 0010000000 | 10594567 | REPLACE STRUCTURE OSMOSE | 2009-12-31 | 2010-12-01 | 10027701
0 | 0 | 0 | 0 | 2024-12-01 | BH Colorado Electric Oper Co | Regulated Electric (122) | State - Colorado Elec Distribution | CO - FREMONT RL - FREMONT CNTY RUR - CAN CTY | 135600 | Insulators-Post-25kv: 4272025000 | 10294350 | Insulators-Post-25kv | 1995-07-01 | 1995-07-01 | CPR Conversion
0 | 0 | 0 | 0 | 2024-12-01 | BH Colorado Electric Oper Co | Regulated Electric (122) | State - Colorado Elec Distribution | CO - LINCOLN PK - LINCOLN PARK | 135500 | Estimated Additions: 0010000000 | 9694340 | EPU FALLWELL,LARRY D FREEDOM C | 2006-10-06 | 2006-10-01 | 60010562
0 | 0 | 0 | 0 | 2024-12-01 | BH Colorado Electric Oper Co | Regulated Electric (122) | State - Colorado Elec Distribution | CO - LINCOLN PK - LINCOLN PARK | 135600 | Estimated Additions: 0010000000 | 9748823 | EPU FALLWELL,LARRY D FREEDOM C | 2006-10-06 | 2006-10-01 | 60010562
0 | 0 | 0 | 0 | 2024-12-01 | BH Colorado Electric Oper Co | Regulated Electric (122) | State - Colorado Elec Distribution | CO - MICROWAVE SITE - BACULITE MESA | 135300 | Estimated Additions: 0010000000 | 29646578 | Replace existing door and/or locking mechanisms for Baculite Mesa Comm Site (Tower Site) to allow for compliance with NERC CIP Low Impact Standards. | 2019-12-16 | 2020-07-01 | 10068563
0 | 0 | 0 | 0 | 2024-12-01 | BH Colorado Electric Oper Co | Regulated Electric (122) | State - Colorado Elec Distribution | CO - MICROWAVE SITE - BACULITE MESA | 135300 | Estimated Additions: 0010000000 | 28830376 | Replace existing door and/or locking mechanisms for Baculite Mesa Comm Site (Tower Site) to allow for compliance with NERC CIP Low Impact Standards. | 2019-12-16 | 2020-01-01 | 10068563
0 | 0 | 0 | 0 | 2024-12-01 | BH Colorado Electric Oper Co | Regulated Electric (122) | State - Colorado Elec Distribution | CO - MICROWAVE SITE - BACULITE MESA | 135300 | Estimated Additions: 0010000000 | 28413213 | Replace existing door and/or locking mechanisms for Baculite Mesa Comm Site (Tower Site) to allow for compliance with NERC CIP Low Impact Standards. | 2019-12-16 | 2019-12-01 | 10068563
0 | 0 | 0 | 0 | 2024-12-01 | BH Colorado Electric Oper Co | Regulated Electric (122) | State - Colorado Elec Distribution | CO - MICROWAVE SITE - GRANDVIEW | 135300 | Estimated Additions: 0010000000 | 28830379 | Replace existing door and/or locking mechanisms for Grandview Comm Site (Tower Site) to allow for compliance with NERC CIP Low Impact Standards. | 2019-12-16 | 2020-01-01 | 10068565
0 | 0 | 0 | 0 | 2024-12-01 | BH Colorado Electric Oper Co | Regulated Electric (122) | State - Colorado Elec Distribution | CO - MICROWAVE SITE - GRANDVIEW | 135300 | Estimated Additions: 0010000000 | 28413216 | Replace existing door and/or locking mechanisms for Grandview Comm Site (Tower Site) to allow for compliance with NERC CIP Low Impact Standards. | 2019-12-16 | 2019-12-01 | 10068565
0 | 0 | 0 | 0 | 2024-12-01 | BH Colorado Electric Oper Co | Regulated Electric (122) | State - Colorado Elec Distribution | CO - MICROWAVE SITE - GRANDVIEW | 135300 | Estimated Additions: 0010000000 | 29646582 | Replace existing door and/or locking mechanisms for Grandview Comm Site (Tower Site) to allow for compliance with NERC CIP Low Impact Standards. | 2019-12-16 | 2020-07-01 | 10068565
0 | 0 | 0 | 0 | 2024-12-01 | BH Colorado Electric Oper Co | Regulated Electric (122) | State - Colorado Elec Distribution | CO - N LA JUNTA - NORTH LA JUNTA | 135500 | Estimated Additions: 0010000000 | 9748203 | EPORNF LA JUNTA - STORM WORK | 2006-11-15 | 2006-11-01 | 60011689
0 | 0 | 0 | 0 | 2024-12-01 | BH Colorado Electric Oper Co | Regulated Electric (122) | State - Colorado Elec Distribution | CO - N LA JUNTA - NORTH LA JUNTA | 135600 | Estimated Additions: 0010000000 | 9748202 | EPORNF LA JUNTA - STORM WORK | 2006-11-15 | 2006-11-01 | 60011689
0 | 0 | 0 | 0 | 2024-12-01 | BH Colorado Electric Oper Co | Regulated Electric (122) | State - Colorado Elec Distribution | CO - OLNEY SPRG - OLNEY SPRINGS | 135500 | Estimated Additions: 0010000000 | 9749608 | EPO FOWLER E-14KV | 2006-08-26 | 2006-08-01 | 60011087
0 | 0 | 0 | 0 | 2024-12-01 | BH Colorado Electric Oper Co | Regulated Electric (122) | State - Colorado Elec Distribution | CO - OLNEY SPRG - OLNEY SPRINGS | 135600 | Estimated Additions: 0010000000 | 9749607 | EPO FOWLER E-14KV | 2006-08-26 | 2006-08-01 | 60011087
0 | 0 | 0 | 0 | 2024-12-01 | BH Colorado Electric Oper Co | Regulated Electric (122) | State - Colorado Elec Distribution | CO - ORDWAY - ORDWAY | 135600 | Estimated Additions: 0010000000 | 13496388 | 2ND ST TO 7TH ST Electric Primary Overh : EPONF 2ND ST TO 7TH ST | 2015-08-04 | 2015-08-01 | 60022639
0 | 0 | 0 | 0 | 2024-12-01 | BH Colorado Electric Oper Co | Regulated Electric (122) | State - Colorado Elec Distribution | CO - ORDWAY - ORDWAY | 135800 | Cutouts, 7,501-15,000 Volts: 2521016000 | 20893894 | Cutouts, 7,501-15,000 Volts | 2017-12-01 | 2017-01-01 | 5105227311
0 | 0 | 0 | 0 | 2024-12-01 | BH Colorado Electric Oper Co | Regulated Electric (122) | State - Colorado Elec Distribution | CO - OTERO RURL - OTERO CNTY RUR | 135500 | Estimated Additions: 0010000000 | 9749969 | EPO FOWLER E-14KV | 2006-07-18 | 2006-07-01 | 60011088
0 | 0 | 0 | 0 | 2024-12-01 | BH Colorado Electric Oper Co | Regulated Electric (122) | State - Colorado Elec Distribution | CO - OTERO RURL - OTERO CNTY RUR | 135500 | Estimated Additions: 0010000000 | 9753267 | EPORNF STORM DAMAGE-0607 | 2006-04-26 | 2006-04-01 | 60010380
0 | 0 | 0 | 0 | 2024-12-01 | BH Colorado Electric Oper Co | Regulated Electric (122) | State - Colorado Elec Distribution | CO - OTERO RURL - OTERO CNTY RUR | 135500 | Estimated Additions: 0010000000 | 9750076 | EPORNF 14KV MANZANOLA EAST07 | 2006-07-07 | 2006-07-01 | 60010452
0 | 0 | 0 | 0 | 2024-12-01 | BH Colorado Electric Oper Co | Regulated Electric (122) | State - Colorado Elec Distribution | CO - OTERO RURL - OTERO CNTY RUR | 135500 | Estimated Additions: 0010000000 | 9750068 | EPORNF MANZ. E 14KV07 MANZ. R | 2006-07-11 | 2006-07-01 | 60010492
0 | 0 | 0 | 0 | 2024-12-01 | BH Colorado Electric Oper Co | Regulated Electric (122) | State - Colorado Elec Distribution | CO - OTERO RURL - OTERO CNTY RUR | 135500 | Estimated Additions: 0010000000 | 9748285 | EPORNF OTERO CNTY - STORM WOR | 2006-11-15 | 2006-11-01 | 60011687
0 | 0 | 0 | 0 | 2024-12-01 | BH Colorado Electric Oper Co | Regulated Electric (122) | State - Colorado Elec Distribution | CO - OTERO RURL - OTERO CNTY RUR | 135600 | Estimated Additions: 0010000000 | 9753266 | EPORNF STORM DAMAGE-0607 | 2006-04-26 | 2006-04-01 | 60010380
0 | 0 | 0 | 0 | 2024-12-01 | BH Colorado Electric Oper Co | Regulated Electric (122) | State - Colorado Elec Distribution | CO - OTERO RURL - OTERO CNTY RUR | 135600 | Estimated Additions: 0010000000 | 9750075 | EPORNF 14KV MANZANOLA EAST07 | 2006-07-07 | 2006-07-01 | 60010452
0 | 0 | 0 | 0 | 2024-12-01 | BH Colorado Electric Oper Co | Regulated Electric (122) | State - Colorado Elec Distribution | CO - OTERO RURL - OTERO CNTY RUR | 135600 | Estimated Additions: 0010000000 | 9711501 | EPORNF MANZ. E 14KV07 MANZ. R | 2006-07-11 | 2006-07-01 | 60010492
0 | 0 | 0 | 0 | 2024-12-01 | BH Colorado Electric Oper Co | Regulated Electric (122) | State - Colorado Elec Distribution | CO - OTERO RURL - OTERO CNTY RUR | 135600 | Estimated Additions: 0010000000 | 9748284 | EPORNF OTERO CNTY - STORM WOR | 2006-11-15 | 2006-11-01 | 60011687
0 | 0 | 0 | 0 | 2024-12-01 | BH Colorado Electric Oper Co | Regulated Electric (122) | State - Colorado Elec Distribution | CO - OTERO RURL - OTERO CNTY RUR | 135600 | Estimated Additions: 0010000000 | 9749968 | EPO FOWLER E-14KV | 2006-07-18 | 2006-07-01 | 60011088
0 | 0 | 0 | 0 | 2024-12-01 | BH Colorado Electric Oper Co | Regulated Electric (122) | State - Colorado Elec Distribution | CO - PENROSE - PENROSE | 135500 | Estimated Additions: 0010000000 | 9748866 | EPONF PINELLO,JEFF HIGHWAY 685 | 2006-10-26 | 2006-10-01 | 60011397
0 | 0 | 0 | 0 | 2024-12-01 | BH Colorado Electric Oper Co | Regulated Electric (122) | State - Colorado Elec Distribution | CO - PENROSE - PENROSE | 135600 | Estimated Additions: 0010000000 | 9748865 | EPONF PINELLO,JEFF HIGHWAY 685 | 2006-10-26 | 2006-10-01 | 60011397
0 | 0 | 0 | 0 | 2024-12-01 | BH Colorado Electric Oper Co | Regulated Electric (122) | State - Colorado Elec Distribution | CO - PENROSE - PENROSE | 135800 | Arrester - 0-10,000 Volts: 0210100000 | 20802679 | Arrester - 0-10,000 Volts | 2017-11-01 | 2017-01-01 | 5105254311
0 | 0 | 0 | 0 | 2024-12-01 | BH Colorado Electric Oper Co | Regulated Electric (122) | State - Colorado Elec Distribution | CO - PENROSE - PENROSE | 135800 | Cable, Urd-Triplex, 1/0: 0853110000 | 20802750 | Cable, Urd-Triplex, 1/0 | 2017-11-01 | 2017-01-01 | 5105254313
0 | 0 | 0 | 0 | 2024-12-01 | BH Colorado Electric Oper Co | Regulated Electric (122) | State - Colorado Elec Distribution | CO - PENROSE - PENROSE | 135800 | Cable, Urd-Triplex, 4/0: 0853140000 | 20802753 | Cable, Urd-Triplex, 4/0 | 2017-11-01 | 2017-01-01 | 5105254313
0 | 0 | 0 | 0 | 2024-12-01 | BH Colorado Electric Oper Co | Regulated Electric (122) | State - Colorado Elec Distribution | CO - PUEBLO - PUEBLO | 135300 | A dummy retirement unit: | 11499641 | A dummy retirement unit | 2012-01-01 | 2012-01-01 | 10027672
0 | 0 | 0 | 0 | 2024-12-01 | BH Colorado Electric Oper Co | Regulated Electric (122) | State - Colorado Elec Distribution | CO - PUEBLO - PUEBLO | 135300 | Estimated Additions: 0010000000 | 10833071 | Bus, conductors, fitings | 2011-04-20 | 2011-04-01 | 10027688
0 | 0 | 0 | 0 | 2024-12-01 | BH Colorado Electric Oper Co | Regulated Electric (122) | State - Colorado Elec Distribution | CO - PUEBLO - PUEBLO | 135300 | Estimated Additions: 0010000000 | 11030256 | Substation Construction | 2011-04-20 | 2011-04-01 | 10027541
0 | 0 | 0 | 0 | 2024-12-01 | BH Colorado Electric Oper Co | Regulated Electric (122) | State - Colorado Elec Distribution | CO - PUEBLO - PUEBLO | 135300 | Estimated Additions: 0010000000 | 17941216 | KINGSROYL - LEHIGH TO BARRINGTON : EPUNF DIRECTIONAL BORE KINGSROYAL - LEHIGH TO BARRINGTON PUEBLO | 2016-05-23 | 2016-09-01 | 60024218
0 | 0 | 0 | 0 | 2024-12-01 | BH Colorado Electric Oper Co | Regulated Electric (122) | State - Colorado Elec Distribution | CO - PUEBLO - PUEBLO | 135300 | Estimated Additions: 0010000000 | 12954297 | INSTALLATION OF EMERGENCY GENERATOR FOR CRITICAL ASSET PROTECTION | 2014-11-15 | 2014-12-01 | 10049087
0 | 0 | 0 | 0 | 2024-12-01 | BH Colorado Electric Oper Co | Regulated Electric (122) | State - Colorado Elec Distribution | CO - PUEBLO - PUEBLO | 135300 | Estimated Additions: 0010000000 | 10833033 | CCVT's | 2011-04-20 | 2011-04-01 | 10027692
0 | 0 | 0 | 0 | 2024-12-01 | BH Colorado Electric Oper Co | Regulated Electric (122) | State - Colorado Elec Distribution | CO - PUEBLO - PUEBLO | 135300 | Estimated Additions: 0010000000 | 11249627 | ENGINEERING PUB REG GEN | 2012-01-01 | 2012-01-01 | 10027672
0 | 0 | 0 | 0 | 2024-12-01 | BH Colorado Electric Oper Co | Regulated Electric (122) | State - Colorado Elec Distribution | CO - PUEBLO - PUEBLO | 135300 | Estimated Additions: 0010000000 | 10833131 | Service Transformer | 2011-04-20 | 2011-04-01 | 10027687
0 | 0 | 0 | 0 | 2024-12-01 | BH Colorado Electric Oper Co | Regulated Electric (122) | State - Colorado Elec Distribution | CO - PUEBLO - PUEBLO | 135300 | Estimated Additions: 0010000000 | 10833006 | 115kv Circiut Breakers | 2011-04-20 | 2011-04-01 | 10027690
0 | 0 | 0 | 0 | 2024-12-01 | BH Colorado Electric Oper Co | Regulated Electric (122) | State - Colorado Elec Distribution | CO - PUEBLO - PUEBLO | 135300 | Estimated Additions: 0010000000 | 10833142 | Switchyard Trench | 2011-04-20 | 2011-04-01 | 10027686
0 | 0 | 0 | 0 | 2024-12-01 | BH Colorado Electric Oper Co | Regulated Electric (122) | State - Colorado Elec Distribution | CO - PUEBLO - PUEBLO | 135300 | Estimated Additions: 0010000000 | 10833272 | Surge Arrestors | 2011-04-20 | 2011-04-01 | 10027696
0 | 0 | 0 | 0 | 2024-12-01 | BH Colorado Electric Oper Co | Regulated Electric (122) | State - Colorado Elec Distribution | CO - PUEBLO - PUEBLO | 135300 | Estimated Additions: 0010000000 | 11030263 | P JIMINEZ & SITE ACCESS ROAD | 2011-04-20 | 2011-04-01 | 10028537
0 | 0 | 0 | 0 | 2024-12-01 | BH Colorado Electric Oper Co | Regulated Electric (122) | State - Colorado Elec Distribution | CO - PUEBLO - PUEBLO | 135300 | Estimated Additions: 0010000000 | 10833068 | GSU Stub Base Poles | 2011-04-20 | 2011-04-01 | 10027695
0 | 0 | 0 | 0 | 2024-12-01 | BH Colorado Electric Oper Co | Regulated Electric (122) | State - Colorado Elec Distribution | CO - PUEBLO - PUEBLO | 135300 | Estimated Additions: 0010000000 | 10833018 | Structures | 2011-04-20 | 2011-04-01 | 10027694
0 | 0 | 0 | 0 | 2024-12-01 | BH Colorado Electric Oper Co | Regulated Electric (122) | State - Colorado Elec Distribution | CO - PUEBLO - PUEBLO | 135300 | Estimated Additions: 0010000000 | 10833015 | Control Building | 2011-04-20 | 2011-04-01 | 10027689
0 | 0 | 0 | 0 | 2024-12-01 | BH Colorado Electric Oper Co | Regulated Electric (122) | State - Colorado Elec Distribution | CO - PUEBLO - PUEBLO | 135300 | Estimated Additions: 0010000000 | 10833203 | Insulators | 2011-04-20 | 2011-04-01 | 10027693
0 | 0 | 0 | 0 | 2024-12-01 | BH Colorado Electric Oper Co | Regulated Electric (122) | State - Colorado Elec Distribution | CO - PUEBLO - PUEBLO | 135300 | Estimated Additions: 0010000000 | 10833036 | 115KV Disconnect Switches | 2011-04-20 | 2011-04-01 | 10027706
0 | 0 | 0 | 0 | 2024-12-01 | BH Colorado Electric Oper Co | Regulated Electric (122) | State - Colorado Elec Distribution | CO - PUEBLO - PUEBLO | 135500 | Estimated Additions: 0010000000 | 9701703 | EPU SETTLERS VILLAGE FILING 4 | 2006-11-02 | 2006-12-01 | 60011008
0 | 0 | 0 | 0 | 2024-12-01 | BH Colorado Electric Oper Co | Regulated Electric (122) | State - Colorado Elec Distribution | CO - PUEBLO - PUEBLO | 135500 | Estimated Additions: 0010000000 | 9748796 | EPUNF GRANT PUEBLO | 2006-10-06 | 2006-10-01 | 60011042
0 | 0 | 0 | 0 | 2024-12-01 | BH Colorado Electric Oper Co | Regulated Electric (122) | State - Colorado Elec Distribution | CO - PUEBLO - PUEBLO | 135500 | Estimated Additions: 0010000000 | 9748302 | EPUNF CRESTVIEW HILLS MEADOWLA | 2006-11-09 | 2006-11-01 | 60010709
0 | 0 | 0 | 0 | 2024-12-01 | BH Colorado Electric Oper Co | Regulated Electric (122) | State - Colorado Elec Distribution | CO - PUEBLO - PUEBLO | 135500 | Estimated Additions: 0010000000 | 9748811 | EPUNF CONVERT OHD TO UG ALMA A | 2006-10-10 | 2006-10-01 | 60011171
0 | 0 | 0 | 0 | 2024-12-01 | BH Colorado Electric Oper Co | Regulated Electric (122) | State - Colorado Elec Distribution | CO - PUEBLO - PUEBLO | 135500 | Estimated Additions: 0010000000 | 9748904 | EPU PRIMARY UG EXTENSION REGEN | 2006-10-11 | 2006-10-01 | 60010726
0 | 0 | 0 | 0 | 2024-12-01 | BH Colorado Electric Oper Co | Regulated Electric (122) | State - Colorado Elec Distribution | CO - PUEBLO - PUEBLO | 135500 | Estimated Additions: 0010000000 | 9747458 | EPUNF BESSEMER HISTORICAL SOCI | 2006-12-20 | 2006-12-01 | 60010920
0 | 0 | 0 | 0 | 2024-12-01 | BH Colorado Electric Oper Co | Regulated Electric (122) | State - Colorado Elec Distribution | CO - PUEBLO - PUEBLO | 135500 | Estimated Additions: 0010000000 | 9748251 | EPUNF SYSTEM INTEGRITY BOBCAT | 2006-11-27 | 2006-11-01 | 60011061
0 | 0 | 0 | 0 | 2024-12-01 | BH Colorado Electric Oper Co | Regulated Electric (122) | State - Colorado Elec Distribution | CO - PUEBLO - PUEBLO | 135500 | Estimated Additions: 0010000000 | 9750133 | EPONF ASPEN RD WIDNING SANTA F | 2006-07-25 | 2006-07-01 | 60010585
0 | 0 | 0 | 0 | 2024-12-01 | BH Colorado Electric Oper Co | Regulated Electric (122) | State - Colorado Elec Distribution | CO - PUEBLO - PUEBLO | 135500 | Estimated Additions: 0010000000 | 9749668 | EPUNF TOP LAND DEVELOPMENT WES | 2006-08-10 | 2006-08-01 | 60010765
0 | 0 | 0 | 0 | 2024-12-01 | BH Colorado Electric Oper Co | Regulated Electric (122) | State - Colorado Elec Distribution | CO - PUEBLO - PUEBLO | 135500 | Estimated Additions: 0010000000 | 9747430 | EPU OLIVE GARDEN ELIZABETH ST | 2006-12-04 | 2006-12-01 | 60011525
0 | 0 | 0 | 0 | 2024-12-01 | BH Colorado Electric Oper Co | Regulated Electric (122) | State - Colorado Elec Distribution | CO - PUEBLO - PUEBLO | 135500 | Estimated Additions: 0010000000 | 9749980 | EPORNF RELOCATE 3PH TANGENT PO | 2006-07-20 | 2006-07-01 | 60010682
0 | 0 | 0 | 0 | 2024-12-01 | BH Colorado Electric Oper Co | Regulated Electric (122) | State - Colorado Elec Distribution | CO - PUEBLO - PUEBLO | 135500 | Estimated Additions: 0010000000 | 9747481 | EPUNF HYDE PARK 19TH ST & CRUZ | 2006-12-19 | 2006-12-01 | 60011111
0 | 0 | 0 | 0 | 2024-12-01 | BH Colorado Electric Oper Co | Regulated Electric (122) | State - Colorado Elec Distribution | CO - PUEBLO - PUEBLO | 135500 | Estimated Additions: 0010000000 | 9707522 | EPU MC CARTY BUILDING 1 ST AND | 2006-08-04 | 2006-08-01 | 60010330
0 | 0 | 0 | 0 | 2024-12-01 | BH Colorado Electric Oper Co | Regulated Electric (122) | State - Colorado Elec Distribution | CO - PUEBLO - PUEBLO | 135500 | Estimated Additions: 0010000000 | 9747463 | EPUNF LOCO LIQUOR/MARRIOT HOTL | 2006-12-19 | 2006-12-01 | 60010079
0 | 0 | 0 | 0 | 2024-12-01 | BH Colorado Electric Oper Co | Regulated Electric (122) | State - Colorado Elec Distribution | CO - PUEBLO - PUEBLO | 135500 | Estimated Additions: 0010000000 | 9707530 | EPOR RELOCATE 2 POLES FOR HC R | 2006-07-20 | 2006-07-01 | 60010706
0 | 0 | 0 | 0 | 2024-12-01 | BH Colorado Electric Oper Co | Regulated Electric (122) | State - Colorado Elec Distribution | CO - PUEBLO - PUEBLO | 135500 | Estimated Additions: 0010000000 | 9748885 | EPUNF PUEBLO JUSTICE PLAZA BET | 2006-10-26 | 2006-10-01 | 60011335
0 | 0 | 0 | 0 | 2024-12-01 | BH Colorado Electric Oper Co | Regulated Electric (122) | State - Colorado Elec Distribution | CO - PUEBLO - PUEBLO | 135500 | Estimated Additions: 0010000000 | 9747475 | EPUNF SOUTH POINTE BUSINESS CA | 2006-09-15 | 2006-12-01 | 60011037
0 | 0 | 0 | 0 | 2024-12-01 | BH Colorado Electric Oper Co | Regulated Electric (122) | State - Colorado Elec Distribution | CO - PUEBLO - PUEBLO | 135500 | Estimated Additions: 0010000000 | 9711327 | EPUNF CINGULAR S. ONEIDA & EAS | 2006-12-19 | 2006-12-01 | 60011198
0 | 0 | 0 | 0 | 2024-12-01 | BH Colorado Electric Oper Co | Regulated Electric (122) | State - Colorado Elec Distribution | CO - PUEBLO - PUEBLO | 135500 | Estimated Additions: 0010000000 | 9748895 | EPUNF S. MAIN BET "C" ST. & | 2006-10-20 | 2006-10-01 | 60011376
0 | 0 | 0 | 0 | 2024-12-01 | BH Colorado Electric Oper Co | Regulated Electric (122) | State - Colorado Elec Distribution | CO - PUEBLO - PUEBLO | 135500 | Estimated Additions: 0010000000 | 9747441 | EPUNF SETTLERS VILLAGE FILING | 2006-09-26 | 2006-12-01 | 60011036
0 | 0 | 0 | 0 | 2024-12-01 | BH Colorado Electric Oper Co | Regulated Electric (122) | State - Colorado Elec Distribution | CO - PUEBLO - PUEBLO | 135500 | Estimated Additions: 0010000000 | 9749621 | EPUNF DELORIS HUERTHY W 18TH S | 2006-08-10 | 2006-08-01 | 60011147
0 | 0 | 0 | 0 | 2024-12-01 | BH Colorado Electric Oper Co | Regulated Electric (122) | State - Colorado Elec Distribution | CO - PUEBLO - PUEBLO | 135500 | Estimated Additions: 0010000000 | 9754597 | EPUNF CONVERT OH TO UG CITY PA | 2006-02-16 | 2006-02-01 | 60009262
0 | 0 | 0 | 0 | 2024-12-01 | BH Colorado Electric Oper Co | Regulated Electric (122) | State - Colorado Elec Distribution | CO - PUEBLO - PUEBLO | 135500 | Estimated Additions: 0010000000 | 9750155 | EPUNF TOP LAND DEVELOPMENT WES | 2006-07-10 | 2006-07-01 | 60010445
0 | 0 | 0 | 0 | 2024-12-01 | BH Colorado Electric Oper Co | Regulated Electric (122) | State - Colorado Elec Distribution | CO - PUEBLO - PUEBLO | 135500 | Estimated Additions: 0010000000 | 9688398 | EPUNF CITY OF PUEBLO WALTBASSE | 2006-08-10 | 2006-08-01 | 60009830
0 | 0 | 0 | 0 | 2024-12-01 | BH Colorado Electric Oper Co | Regulated Electric (122) | State - Colorado Elec Distribution | CO - PUEBLO - PUEBLO | 135500 | Estimated Additions: 0010000000 | 9711506 | EPONF ASPEN RD WIDENING ASPEN | 2006-07-25 | 2006-07-01 | 60010098
0 | 0 | 0 | 0 | 2024-12-01 | BH Colorado Electric Oper Co | Regulated Electric (122) | State - Colorado Elec Distribution | CO - PUEBLO - PUEBLO | 135600 | Cable, Oh-Duplex 6 & Sma: 0842070000 | 9729612 | CABLE, OH-DUPLEX SIZE 6 & SMALLER | 2008-04-03 | 2008-01-01 | 60013664
0 | 0 | 0 | 0 | 2024-12-01 | BH Colorado Electric Oper Co | Regulated Electric (122) | State - Colorado Elec Distribution | CO - PUEBLO - PUEBLO | 135600 | Estimated Additions: 0010000000 | 9747457 | EPUNF BESSEMER HISTORICAL SOCI | 2006-12-20 | 2006-12-01 | 60010920
0 | 0 | 0 | 0 | 2024-12-01 | BH Colorado Electric Oper Co | Regulated Electric (122) | State - Colorado Elec Distribution | CO - PUEBLO - PUEBLO | 135600 | Estimated Additions: 0010000000 | 27214173 | OVERTON RD 1930 : EPUNF 1930 OVERTON RD PUEBLO | 2017-06-14 | 2019-05-01 | 60025348
0 | 0 | 0 | 0 | 2024-12-01 | BH Colorado Electric Oper Co | Regulated Electric (122) | State - Colorado Elec Distribution | CO - PUEBLO - PUEBLO | 135600 | Estimated Additions: 0010000000 | 9748810 | EPUNF CONVERT OHD TO UG ALMA A | 2006-10-10 | 2006-10-01 | 60011171
0 | 0 | 0 | 0 | 2024-12-01 | BH Colorado Electric Oper Co | Regulated Electric (122) | State - Colorado Elec Distribution | CO - PUEBLO - PUEBLO | 135600 | Estimated Additions: 0010000000 | 9749979 | EPORNF RELOCATE 3PH TANGENT PO | 2006-07-20 | 2006-07-01 | 60010682
0 | 0 | 0 | 0 | 2024-12-01 | BH Colorado Electric Oper Co | Regulated Electric (122) | State - Colorado Elec Distribution | CO - PUEBLO - PUEBLO | 135600 | Estimated Additions: 0010000000 | 21940973 | OVERTON RD 1930 : EPUNF 1930 OVERTON RD PUEBLO | 2017-06-14 | 2018-09-01 | 60025348
0 | 0 | 0 | 0 | 2024-12-01 | BH Colorado Electric Oper Co | Regulated Electric (122) | State - Colorado Elec Distribution | CO - PUEBLO - PUEBLO | 135600 | Estimated Additions: 0010000000 | 9748894 | EPUNF S. MAIN BET "C" ST. & | 2006-10-20 | 2006-10-01 | 60011376
0 | 0 | 0 | 0 | 2024-12-01 | BH Colorado Electric Oper Co | Regulated Electric (122) | State - Colorado Elec Distribution | CO - PUEBLO - PUEBLO | 135600 | Estimated Additions: 0010000000 | 9702231 | EPU OLIVE GARDEN ELIZABETH ST | 2006-12-04 | 2006-12-01 | 60011525
0 | 0 | 0 | 0 | 2024-12-01 | BH Colorado Electric Oper Co | Regulated Electric (122) | State - Colorado Elec Distribution | CO - PUEBLO - PUEBLO | 135600 | Estimated Additions: 0010000000 | 9747474 | EPUNF SOUTH POINTE BUSINESS CA | 2006-09-15 | 2006-12-01 | 60011037
0 | 0 | 0 | 0 | 2024-12-01 | BH Colorado Electric Oper Co | Regulated Electric (122) | State - Colorado Elec Distribution | CO - PUEBLO - PUEBLO | 135600 | Estimated Additions: 0010000000 | 9749620 | EPUNF DELORIS HUERTHY W 18TH S | 2006-08-10 | 2006-08-01 | 60011147
0 | 0 | 0 | 0 | 2024-12-01 | BH Colorado Electric Oper Co | Regulated Electric (122) | State - Colorado Elec Distribution | CO - PUEBLO - PUEBLO | 135600 | Estimated Additions: 0010000000 | 9750132 | EPONF ASPEN RD WIDNING SANTA F | 2006-07-25 | 2006-07-01 | 60010585
0 | 0 | 0 | 0 | 2024-12-01 | BH Colorado Electric Oper Co | Regulated Electric (122) | State - Colorado Elec Distribution | CO - PUEBLO - PUEBLO | 135600 | Estimated Additions: 0010000000 | 9747488 | EPU SETTLERS VILLAGE FILING 4 | 2006-11-02 | 2006-12-01 | 60011008
0 | 0 | 0 | 0 | 2024-12-01 | BH Colorado Electric Oper Co | Regulated Electric (122) | State - Colorado Elec Distribution | CO - PUEBLO - PUEBLO | 135600 | Estimated Additions: 0010000000 | 9749586 | EPUNF CITY OF PUEBLO WALTBASSE | 2006-08-10 | 2006-08-01 | 60009830
0 | 0 | 0 | 0 | 2024-12-01 | BH Colorado Electric Oper Co | Regulated Electric (122) | State - Colorado Elec Distribution | CO - PUEBLO - PUEBLO | 135600 | Estimated Additions: 0010000000 | 9750028 | EPOR RELOCATE 2 POLES FOR HC R | 2006-07-20 | 2006-07-01 | 60010706
0 | 0 | 0 | 0 | 2024-12-01 | BH Colorado Electric Oper Co | Regulated Electric (122) | State - Colorado Elec Distribution | CO - PUEBLO - PUEBLO | 135600 | Estimated Additions: 0010000000 | 9748795 | EPUNF GRANT PUEBLO | 2006-10-06 | 2006-10-01 | 60011042
0 | 0 | 0 | 0 | 2024-12-01 | BH Colorado Electric Oper Co | Regulated Electric (122) | State - Colorado Elec Distribution | CO - PUEBLO - PUEBLO | 135600 | Estimated Additions: 0010000000 | 9754596 | EPUNF CONVERT OH TO UG CITY PA | 2006-02-16 | 2006-02-01 | 60009262
3 | 0 | 0 | 0 | 2024-12-01 | BH Colorado Electric Oper Co | Regulated Electric (122) | State - Colorado Elec Distribution | CO - PUEBLO - PUEBLO | 135600 | Estimated Additions: 0010000000 | 9711417 | EPUNF PUEBLO JUSTICE PLAZA BET | 2006-10-26 | 2006-10-01 | 60011335
0 | 0 | 0 | 0 | 2024-12-01 | BH Colorado Electric Oper Co | Regulated Electric (122) | State - Colorado Elec Distribution | CO - PUEBLO - PUEBLO | 135600 | Estimated Additions: 0010000000 | 9749667 | EPUNF TOP LAND DEVELOPMENT WES | 2006-08-10 | 2006-08-01 | 60010765
0 | 0 | 0 | 0 | 2024-12-01 | BH Colorado Electric Oper Co | Regulated Electric (122) | State - Colorado Elec Distribution | CO - PUEBLO - PUEBLO | 135600 | Estimated Additions: 0010000000 | 9748301 | EPUNF CRESTVIEW HILLS MEADOWLA | 2006-11-09 | 2006-11-01 | 60010709
0 | 0 | 0 | 0 | 2024-12-01 | BH Colorado Electric Oper Co | Regulated Electric (122) | State - Colorado Elec Distribution | CO - PUEBLO - PUEBLO | 135600 | Estimated Additions: 0010000000 | 9747462 | EPUNF LOCO LIQUOR/MARRIOT HOTL | 2006-12-19 | 2006-12-01 | 60010079
0 | 0 | 0 | 0 | 2024-12-01 | BH Colorado Electric Oper Co | Regulated Electric (122) | State - Colorado Elec Distribution | CO - PUEBLO - PUEBLO | 135600 | Estimated Additions: 0010000000 | 9749650 | EPU MC CARTY BUILDING 1 ST AND | 2006-08-04 | 2006-08-01 | 60010330
0 | 0 | 0 | 0 | 2024-12-01 | BH Colorado Electric Oper Co | Regulated Electric (122) | State - Colorado Elec Distribution | CO - PUEBLO - PUEBLO | 135600 | Estimated Additions: 0010000000 | 10764111 | OVERTON RD RELOCATE Electric Primary OH : EPORNF OVERTON RD RELOCATE OVERTON RD RELOCATE | 2011-02-21 | 2011-03-01 | 60017048
0 | 0 | 0 | 0 | 2024-12-01 | BH Colorado Electric Oper Co | Regulated Electric (122) | State - Colorado Elec Distribution | CO - PUEBLO - PUEBLO | 135600 | Estimated Additions: 0010000000 | 9750154 | EPUNF TOP LAND DEVELOPMENT WES | 2006-07-10 | 2006-07-01 | 60010445
0 | 0 | 0 | 0 | 2024-12-01 | BH Colorado Electric Oper Co | Regulated Electric (122) | State - Colorado Elec Distribution | CO - PUEBLO - PUEBLO | 135600 | Estimated Additions: 0010000000 | 9747480 | EPUNF HYDE PARK 19TH ST & CRUZ | 2006-12-19 | 2006-12-01 | 60011111
0 | 0 | 0 | 0 | 2024-12-01 | BH Colorado Electric Oper Co | Regulated Electric (122) | State - Colorado Elec Distribution | CO - PUEBLO - PUEBLO | 135600 | Estimated Additions: 0010000000 | 9750146 | EPONF ASPEN RD WIDENING ASPEN | 2006-07-25 | 2006-07-01 | 60010098
0 | 0 | 0 | 0 | 2024-12-01 | BH Colorado Electric Oper Co | Regulated Electric (122) | State - Colorado Elec Distribution | CO - PUEBLO - PUEBLO | 135600 | Estimated Additions: 0010000000 | 9747499 | EPUNF CINGULAR S. ONEIDA & EAS | 2006-12-19 | 2006-12-01 | 60011198
0 | 0 | 0 | 0 | 2024-12-01 | BH Colorado Electric Oper Co | Regulated Electric (122) | State - Colorado Elec Distribution | CO - PUEBLO - PUEBLO | 135600 | Estimated Additions: 0010000000 | 9711419 | EPU PRIMARY UG EXTENSION REGEN | 2006-10-11 | 2006-10-01 | 60010726
0 | 0 | 0 | 0 | 2024-12-01 | BH Colorado Electric Oper Co | Regulated Electric (122) | State - Colorado Elec Distribution | CO - PUEBLO - PUEBLO | 135600 | Estimated Additions: 0010000000 | 9748250 | EPUNF SYSTEM INTEGRITY BOBCAT | 2006-11-27 | 2006-11-01 | 60011061
0 | 0 | 0 | 0 | 2024-12-01 | BH Colorado Electric Oper Co | Regulated Electric (122) | State - Colorado Elec Distribution | CO - PUEBLO - PUEBLO | 135600 | Estimated Additions: 0010000000 | 9747440 | EPUNF SETTLERS VILLAGE FILING | 2006-09-26 | 2006-12-01 | 60011036
0 | 0 | 0 | 0 | 2024-12-01 | BH Colorado Electric Oper Co | Regulated Electric (122) | State - Colorado Elec Distribution | CO - PUEBLO - PUEBLO | 135700 | Estimated Additions: 0010000000 | 13800377 | INSTALL 2000' 3 PH 1000KCMIL UG SYSTEM A : EPUNF UNIVERSITY UNIVERSITY CAMPASE | 2015-11-06 | 2015-12-01 | 60023569
0 | 0 | 0 | 0 | 2024-12-01 | BH Colorado Electric Oper Co | Regulated Electric (122) | State - Colorado Elec Distribution | CO - PUEBLO - PUEBLO | 135800 | Estimated Additions: 0010000000 | 9753219 | INV Pueblo Str Light Six Sigma | 2006-04-01 | 2006-04-01 | 5105257120
0 | 0 | 0 | 0 | 2024-12-01 | BH Colorado Electric Oper Co | Regulated Electric (122) | State - Colorado Elec Distribution | CO - PUEBLO RL - PUEBLO CNTY RUR - PUEB | 135200 | Estimated Additions: 0010000000 | 13207817 | PUEBLO RESERVOIR SUBSTATION: address 614 Pueblo Reservoir Road Pueblo Colorado 81005 | 2014-12-11 | 2015-04-01 | 10049634
0 | 0 | 0 | 0 | 2024-12-01 | BH Colorado Electric Oper Co | Regulated Electric (122) | State - Colorado Elec Distribution | CO - PUEBLO RL - PUEBLO CNTY RUR - PUEB | 135200 | Estimated Additions: 0010000000 | 12954312 | PUEBLO RESERVOIR SUBSTATION | 2014-12-11 | 2014-12-01 | 10049634
0 | 0 | 0 | 0 | 2024-12-01 | BH Colorado Electric Oper Co | Regulated Electric (122) | State - Colorado Elec Distribution | CO - PUEBLO RL - PUEBLO CNTY RUR - PUEB | 135500 | Estimated Additions: 0010000000 | 9753325 | EPU CONVERT OH TO UG COMANCHE | 2006-04-17 | 2006-04-01 | 60010275
0 | 0 | 0 | 0 | 2024-12-01 | BH Colorado Electric Oper Co | Regulated Electric (122) | State - Colorado Elec Distribution | CO - PUEBLO RL - PUEBLO CNTY RUR - PUEB | 135500 | Estimated Additions: 0010000000 | 9748309 | EPORNF STORM WORK PUEBLO COUNT | 2006-11-28 | 2006-11-01 | 60011393
0 | 0 | 0 | 0 | 2024-12-01 | BH Colorado Electric Oper Co | Regulated Electric (122) | State - Colorado Elec Distribution | CO - PUEBLO RL - PUEBLO CNTY RUR - PUEB | 135500 | Estimated Additions: 0010000000 | 9747516 | EPORNF PBLO RURAL EAST - 10/2 | 2006-12-08 | 2006-12-01 | 60011683
0 | 0 | 0 | 0 | 2024-12-01 | BH Colorado Electric Oper Co | Regulated Electric (122) | State - Colorado Elec Distribution | CO - PUEBLO RL - PUEBLO CNTY RUR - PUEB | 135600 | Estimated Additions: 0010000000 | 9748308 | EPORNF STORM WORK PUEBLO COUNT | 2006-11-28 | 2006-11-01 | 60011393
0 | 0 | 0 | 0 | 2024-12-01 | BH Colorado Electric Oper Co | Regulated Electric (122) | State - Colorado Elec Distribution | CO - PUEBLO RL - PUEBLO CNTY RUR - PUEB | 135600 | Estimated Additions: 0010000000 | 9753324 | EPU CONVERT OH TO UG COMANCHE | 2006-04-17 | 2006-04-01 | 60010275
0 | 0 | 0 | 0 | 2024-12-01 | BH Colorado Electric Oper Co | Regulated Electric (122) | State - Colorado Elec Distribution | CO - PUEBLO RL - PUEBLO CNTY RUR - PUEB | 135600 | Estimated Additions: 0010000000 | 9747515 | EPORNF PBLO RURAL EAST - 10/2 | 2006-12-08 | 2006-12-01 | 60011683
0 | 0 | 0 | 0 | 2024-12-01 | BH Colorado Electric Oper Co | Regulated Electric (122) | State - Colorado Elec Distribution | CO - PUEBLO S - PUEBLO SOUTH | 135300 | Estimated Additions: 0010000000 | 10664200 | South Pueblo Substation | 2010-04-15 | 2010-05-01 | 10026635
0 | 0 | 0 | 0 | 2024-12-01 | BH Colorado Electric Oper Co | Regulated Electric (122) | State - Colorado Elec Distribution | CO - PUEBLO WST - PUEBLO WEST | 135500 | Estimated Additions: 0010000000 | 9748241 | EPORNF 8/26 STORM WORK PW PUEB | 2006-11-28 | 2006-11-01 | 60011395
0 | 0 | 0 | 0 | 2024-12-01 | BH Colorado Electric Oper Co | Regulated Electric (122) | State - Colorado Elec Distribution | CO - PUEBLO WST - PUEBLO WEST | 135500 | Estimated Additions: 0010000000 | 9749676 | EPO LEGACY HOMES OF PUEBLO SIL | 2006-07-20 | 2006-08-01 | 60010888
0 | 0 | 0 | 0 | 2024-12-01 | BH Colorado Electric Oper Co | Regulated Electric (122) | State - Colorado Elec Distribution | CO - PUEBLO WST - PUEBLO WEST | 135500 | Estimated Additions: 0010000000 | 9711374 | EPU HW HOUSTON CONST SPAULDING | 2006-11-28 | 2006-11-01 | 60011514
0 | 0 | 0 | 0 | 2024-12-01 | BH Colorado Electric Oper Co | Regulated Electric (122) | State - Colorado Elec Distribution | CO - PUEBLO WST - PUEBLO WEST | 135500 | Estimated Additions: 0010000000 | 9748755 | EPU HW HOUSTON CONST SPAULDING | 2006-10-16 | 2006-10-01 | 60011440
0 | 0 | 0 | 0 | 2024-12-01 | BH Colorado Electric Oper Co | Regulated Electric (122) | State - Colorado Elec Distribution | CO - PUEBLO WST - PUEBLO WEST | 135600 | Estimated Additions: 0010000000 | 9748231 | EPU HW HOUSTON CONST SPAULDING | 2006-11-28 | 2006-11-01 | 60011514
0 | 0 | 0 | 0 | 2024-12-01 | BH Colorado Electric Oper Co | Regulated Electric (122) | State - Colorado Elec Distribution | CO - PUEBLO WST - PUEBLO WEST | 135600 | Estimated Additions: 0010000000 | 9749675 | EPO LEGACY HOMES OF PUEBLO SIL | 2006-07-20 | 2006-08-01 | 60010888
0 | 0 | 0 | 0 | 2024-12-01 | BH Colorado Electric Oper Co | Regulated Electric (122) | State - Colorado Elec Distribution | CO - PUEBLO WST - PUEBLO WEST | 135600 | Estimated Additions: 0010000000 | 9748754 | EPU HW HOUSTON CONST SPAULDING | 2006-10-16 | 2006-10-01 | 60011440
0 | 0 | 0 | 0 | 2024-12-01 | BH Colorado Electric Oper Co | Regulated Electric (122) | State - Colorado Elec Distribution | CO - PUEBLO WST - PUEBLO WEST | 135600 | Estimated Additions: 0010000000 | 9748240 | EPORNF 8/26 STORM WORK PW PUEB | 2006-11-28 | 2006-11-01 | 60011395
0 | 0 | 0 | 0 | 2024-12-01 | BH Colorado Electric Oper Co | Regulated Electric (122) | State - Colorado Elec Distribution | CO - ROCKY FORD - ROCKY FORD | 135500 | Estimated Additions: 0010000000 | 9748197 | EPORNF STORM DAMAGE | 2006-11-15 | 2006-11-01 | 60011691
0 | 0 | 0 | 0 | 2024-12-01 | BH Colorado Electric Oper Co | Regulated Electric (122) | State - Colorado Elec Distribution | CO - ROCKY FORD - ROCKY FORD | 135500 | Estimated Additions: 0010000000 | 9754581 | EPUNF 11TH 608 ST11 ROCKY FOR | 2006-01-27 | 2006-02-01 | 60009806
0 | 0 | 0 | 0 | 2024-12-01 | BH Colorado Electric Oper Co | Regulated Electric (122) | State - Colorado Elec Distribution | CO - ROCKY FORD - ROCKY FORD | 135500 | Estimated Additions: 0010000000 | 9753695 | EPUNF 11TH 608 ST11 ROCKY FOR | 2006-01-27 | 2006-03-01 | 60009806
0 | 0 | 0 | 0 | 2024-12-01 | BH Colorado Electric Oper Co | Regulated Electric (122) | State - Colorado Elec Distribution | CO - ROCKY FORD - ROCKY FORD | 135600 | Estimated Additions: 0010000000 | 9748196 | EPORNF STORM DAMAGE | 2006-11-15 | 2006-11-01 | 60011691
0 | 0 | 0 | 0 | 2024-12-01 | BH Colorado Electric Oper Co | Regulated Electric (122) | State - Colorado Elec Distribution | CO - ROCKY FORD - ROCKY FORD | 135600 | Estimated Additions: 0010000000 | 9754580 | EPUNF 11TH 608 ST11 ROCKY FOR | 2006-01-27 | 2006-02-01 | 60009806
0 | 0 | 0 | 0 | 2024-12-01 | BH Colorado Electric Oper Co | Regulated Electric (122) | State - Colorado Elec Distribution | CO Elec Asset Grp - Pueblo | 135400 | Estimated Additions: 0010000000 | 9759624 | Replace Trans Structures | 1998-09-29 | 1999-12-01 | 10000340
0 | 0 | 0 | 0 | 2024-12-01 | BH Colorado Electric Oper Co | Regulated Electric (122) | State - Colorado Elec Distribution | CO Elec Asset Grp - Pueblo | 135400 | Estimated Additions: 0010000000 | 9930946 | Replace Trans Structures | 1998-09-29 | 1999-11-01 | 10000340
0 | 0 | 0 | 0 | 2024-12-01 | BH Colorado Electric Oper Co | Regulated Electric (122) | State - Colorado Elec Distribution | CO Elec Asset Grp - Pueblo | 135400 | Estimated Additions: 0010000000 | 9876239 | Replace Trans Structures | 1998-12-03 | 1999-03-01 | 10000340
0 | 0 | 0 | 0 | 2024-12-01 | BH Colorado Electric Oper Co | Regulated Electric (122) | State - Colorado Elec Distribution | CO Elec Asset Grp - Pueblo | 135400 | Estimated Additions: 0010000000 | 9868109 | Replace Trans Structures | 1998-12-03 | 1998-11-01 | 10000340
0 | 0 | 0 | 0 | 2024-12-01 | BH Colorado Electric Oper Co | Regulated Electric (122) | State - Colorado Elec Distribution | CO Elec Asset Grp - Pueblo | 135500 | Estimated Additions: 0010000000 | 9701736 | Replace Trans Structures | 1998-09-29 | 1999-12-01 | 10000340
0 | 0 | 0 | 0 | 2024-12-01 | BH Colorado Electric Oper Co | Regulated Electric (122) | State - Colorado Elec Distribution | CO Elec Asset Grp - Pueblo | 135500 | Estimated Additions: 0010000000 | 9868108 | Replace Trans Structures | 1998-12-03 | 1998-11-01 | 10000340
0 | 0 | 0 | 0 | 2024-12-01 | BH Colorado Electric Oper Co | Regulated Electric (122) | State - Colorado Elec Distribution | CO Elec Asset Grp - Pueblo | 135500 | Estimated Additions: 0010000000 | 9930945 | Replace Trans Structures | 1998-09-29 | 1999-11-01 | 10000340
0 | 0 | 0 | 0 | 2024-12-01 | BH Colorado Electric Oper Co | Regulated Electric (122) | State - Colorado Elec Distribution | CO Elec Asset Grp - Pueblo | 135500 | Estimated Additions: 0010000000 | 9876242 | Replace Trans Structures | 1998-12-03 | 1999-03-01 | 10000340
0 | 0 | 0 | 0 | 2024-12-01 | BH Colorado Electric Oper Co | Regulated Electric (122) | State - Colorado Elec Distribution | CO Elec Asset Grp - Pueblo | 135600 | Estimated Additions: 0010000000 | 9876241 | Replace Trans Structures | 1998-12-03 | 1999-03-01 | 10000340
0 | 0 | 0 | 0 | 2024-12-01 | BH Colorado Electric Oper Co | Regulated Electric (122) | State - Colorado Elec Distribution | CO Elec Asset Grp - Pueblo | 135600 | Estimated Additions: 0010000000 | 9867785 | Replace Trans Structures | 1998-12-03 | 1998-11-01 | 10000340
0 | 0 | 0 | 0 | 2024-12-01 | BH Colorado Electric Oper Co | Regulated Electric (122) | State - Colorado Elec Distribution | CO Elec Asset Grp - Pueblo | 135600 | Estimated Additions: 0010000000 | 9930944 | Replace Trans Structures | 1998-09-29 | 1999-11-01 | 10000340
0 | 0 | 0 | 0 | 2024-12-01 | BH Colorado Electric Oper Co | Regulated Electric (122) | State - Colorado Elec Distribution | CO Elec Asset Grp - Pueblo | 135600 | Estimated Additions: 0010000000 | 9759623 | Replace Trans Structures | 1998-09-29 | 1999-12-01 | 10000340
0 | 0 | 0 | 0 | 2024-12-01 | BH Colorado Electric Oper Co | Regulated Electric (122) | State - Colorado Elec Distribution | CO Elec Asset Grp - Pueblo | 135800 | Estimated Additions: 0010000000 | 9759622 | Replace Trans Structures | 1998-09-29 | 1999-12-01 | 10000340
0 | 0 | 0 | 0 | 2024-12-01 | BH Colorado Electric Oper Co | Regulated Electric (122) | State - Colorado Elec Distribution | CO Elec Asset Grp - Pueblo | 135800 | Estimated Additions: 0010000000 | 9867784 | Replace Trans Structures | 1998-12-03 | 1998-11-01 | 10000340
0 | 0 | 0 | 0 | 2024-12-01 | BH Colorado Electric Oper Co | Regulated Electric (122) | State - Colorado Elec Distribution | CO Elec Asset Grp - Pueblo | 135800 | Estimated Additions: 0010000000 | 9876240 | Replace Trans Structures | 1998-12-03 | 1999-03-01 | 10000340
0 | 0 | 0 | 0 | 2024-12-01 | BH Colorado Electric Oper Co | Regulated Electric (122) | State - Colorado Elec Distribution | CO Elec Asset Grp - Pueblo | 135800 | Estimated Additions: 0010000000 | 9930943 | Replace Trans Structures | 1998-09-29 | 1999-11-01 | 10000340
0 | 0 | 0 | 0 | 2024-12-01 | BH Colorado Electric Oper Co | Regulated Electric (122) | State - Colorado Elec Distribution | CO-FREMONT CO | 135500 | Estimated Additions: 0010000000 | 26325372 | BRAVO PROPERTY MANAGEMENT - 000 PONDEROSA LN, , CANON CITY, CO | 2019-01-29 | 2019-01-01 | 60101998
3 | 142 | -0.020001 | 142.02 | 2024-12-01 | BH Colorado Electric Oper Co | Regulated Electric (122) | State - Colorado Elec Distribution | CO-PUEBLO CO | 135003 | Right-Of-Ways - Depreciable: 4564XXXXXX | 37068422 | Depreciable Right-Of-Ways | 2023-03-13 | 2023-03-13 | 60169196
1 | -11016.12 | -1196.4297 | -9819.6903 | 2024-12-01 | BH Colorado Electric Oper Co | Regulated Electric (122) | State - Colorado Elec Distribution | CO-PUEBLO CO | 135300 | Pole, Wood, 65' Or Greater: 6161650000 | 34925787 | Pole, Wood, 65' Or Greater | 2019-02-07 | 2019-01-01 | 60102458
0 | 0 | 0 | 0 | 2024-12-01 | BH Colorado Electric Oper Co | Regulated Electric (122) | State - Colorado Elec Distribution | CO-PUEBLO CO | 135700 | Estimated Additions: 0010000000 | 35139279 | WESTOVER HOMES - 517 E CHADWICK DR, , PUEBLO, CO | 2022-03-28 | 2022-03-01 | 60141803
0 | 0 | 0 | 0 | 2024-12-01 | BH Colorado Electric Oper Co | Regulated Electric (122) | State - Colorado Elec Distribution | CO-PUEBLO CO | 135800 | Estimated Additions: 0010000000 | 21685145 | KRYSTAL CONLON - 623 FREDONIA ST, , PUEBLO WEST, CO | 2018-07-31 | 2018-07-01 | 60101248
0 | 0 | 0 | 0 | 2024-12-01 | BH Colorado Electric Oper Co | Regulated Electric (122) | State - Colorado Elec Distribution | State - Colorado Electric Distribution | 135300 | Estimated Additions: 0010000000 | 35463128 | Replace existing 48VDC lead acid (VLA) battery system with new lead acid (VLA) batteries in existing relay building. Replace existing charger. Install manual transfer switch (MTS) for battery trailer connection. Charger should be mounted in existing loca | 2022-05-27 | 2022-05-01 | 10078941
0 | 0 | 0 | 0 | 2024-12-01 | BH Colorado Electric Oper Co | Regulated Electric (122) | State - Colorado Elec Distribution | X - DNU CO - BROOKSIDE - BROOKSIDE | 135600 | Insulators-Pin & Cap-15kv: 4271015000 | 9687855 | INSULATORS-PIN & CAP-15KV | 2009-08-01 | 2009-01-01 | 5105230111
0 | 0 | 0 | 0 | 2024-12-01 | BH Colorado Electric Oper Co | Regulated Electric (122) | State - Colorado Elec Distribution | X - DNU CO - PUEBLO FG - PUEBLO FRINGE | 135500 | Estimated Additions: 0010000000 | 9749326 | EPO 2006 INTEGRITY PROJECT BUR | 2006-09-26 | 2006-09-01 | 60009473
0 | 0 | 0 | 0 | 2024-12-01 | BH Colorado Electric Oper Co | Regulated Electric (122) | State - Colorado Elec Distribution | X - DNU CO - PUEBLO FG - PUEBLO FRINGE | 135500 | Estimated Additions: 0010000000 | 9702234 | EPO 2006 INTEGRITY PROJECT BUR | 2006-12-21 | 2006-12-01 | 60009477
0 | 0 | 0 | 0 | 2024-12-01 | BH Colorado Electric Oper Co | Regulated Electric (122) | State - Colorado Elec Distribution | X - DNU CO - PUEBLO FG - PUEBLO FRINGE | 135500 | Estimated Additions: 0010000000 | 9754591 | EPO STATION POWER BURNT MILL R | 2006-01-30 | 2006-02-01 | 60009920
0 | 0 | 0 | 0 | 2024-12-01 | BH Colorado Electric Oper Co | Regulated Electric (122) | State - Colorado Elec Distribution | X - DNU CO - PUEBLO FG - PUEBLO FRINGE | 135500 | Estimated Additions: 0010000000 | 9753846 | EPO STATION POWER BURNT MILL R | 2006-01-30 | 2006-03-01 | 60009920
0 | 0 | 0 | 0 | 2024-12-01 | BH Colorado Electric Oper Co | Regulated Electric (122) | State - Colorado Elec Distribution | X - DNU CO - PUEBLO FG - PUEBLO FRINGE | 135600 | Estimated Additions: 0010000000 | 9754590 | EPO STATION POWER BURNT MILL R | 2006-01-30 | 2006-02-01 | 60009920
0 | 0 | 0 | 0 | 2024-12-01 | BH Colorado Electric Oper Co | Regulated Electric (122) | State - Colorado Elec Distribution | X - DNU CO - PUEBLO FG - PUEBLO FRINGE | 135600 | Estimated Additions: 0010000000 | 9749325 | EPO 2006 INTEGRITY PROJECT BUR | 2006-09-26 | 2006-09-01 | 60009473
0 | 0 | 0 | 0 | 2024-12-01 | BH Colorado Electric Oper Co | Regulated Electric (122) | State - Colorado Elec Distribution | X - DNU CO - PUEBLO FG - PUEBLO FRINGE | 135600 | Estimated Additions: 0010000000 | 9711330 | EPO 2006 INTEGRITY PROJECT BUR | 2006-12-21 | 2006-12-01 | 60009477
0 | 0 | 0 | 0 | 2024-12-01 | BH Colorado Electric Oper Co | Regulated Electric (122) | State - Colorado Elec Distribution | X - DNU CO - PUEBLO RL1 - PUEBLO CNTY RUR - RKY FD | 135500 | Estimated Additions: 0010000000 | 9750104 | EPOR 40th & BUSH | 2006-07-11 | 2006-07-01 | 60010404
0 | 0 | 0 | 0 | 2024-12-01 | BH Colorado Electric Oper Co | Regulated Electric (122) | State - Colorado Elec Distribution | X - DNU CO - PUEBLO RL1 - PUEBLO CNTY RUR - RKY FD | 135600 | Estimated Additions: 0010000000 | 9750103 | EPOR 40th & BUSH | 2006-07-11 | 2006-07-01 | 60010404
0 | 0 | 0 | 0 | 2024-12-01 | BH Colorado Electric Oper Co | Regulated Electric (122) | State - Colorado Elec Distribution | X - DNU CO - ROCKVALE - ROCKVALE | 135500 | Estimated Additions: 0010000000 | 9753715 | EPUNF KURZ,RANDY LOCKE MTN ROA | 2006-02-13 | 2006-03-01 | 60009865
0 | 0 | 0 | 0 | 2024-12-01 | BH Colorado Electric Oper Co | Regulated Electric (122) | State - Colorado Elec Distribution | X - DNU CO - ROCKVALE - ROCKVALE | 135500 | Estimated Additions: 0010000000 | 9754564 | EPUNF KURZ,RANDY LOCKE MTN ROA | 2006-02-13 | 2006-02-01 | 60009865
0 | 0 | 0 | 0 | 2024-12-01 | BH Colorado Electric Oper Co | Regulated Electric (122) | State - Colorado Elec Distribution | X - DNU CO - ROCKVALE - ROCKVALE | 135600 | Estimated Additions: 0010000000 | 9754563 | EPUNF KURZ,RANDY LOCKE MTN ROA | 2006-02-13 | 2006-02-01 | 60009865
0 | 0 | 0 | 0 | 2024-12-01 | BH Colorado Electric Oper Co | Regulated Electric (122) | State - Colorado Elec Distribution | X - DNU CO - SWINK - SWINK | 135500 | Estimated Additions: 0010000000 | 9749627 | EPOR ST 4 & HOLLY05 SWINK | 2006-08-28 | 2006-08-01 | 60010243
0 | 0 | 0 | 0 | 2024-12-01 | BH Colorado Electric Oper Co | Regulated Electric (122) | State - Colorado Elec Distribution | X - DNU CO - SWINK - SWINK | 135600 | Estimated Additions: 0010000000 | 9749626 | EPOR ST 4 & HOLLY05 SWINK | 2006-08-28 | 2006-08-01 | 60010243
0 | 0 | 0 | 0 | 2024-12-01 | BH Colorado Electric Oper Co | Regulated Electric (122) | State - Colorado Elec Distribution | X - DNU CO - TELLER RL - TELLER CNTY RUR | 135600 | Estimated Additions: 0010000000 | 10245938 | Inv New Cust Primary Ext Elec | 2010-02-01 | 2010-02-01 | 5105245311
0 | 0 | 0 | 0 | 2024-12-01 | BH Colorado Electric Oper Co | Regulated Electric (122) | State - Colorado Elec Distribution | X - DNU CO - TELLER RL - TELLER CNTY RUR | 135600 | Estimated Additions: 0010000000 | 20278300 | Inv New Cust Primary Ext Elec | 2017-08-01 | 2017-08-01 | 5105245311
0 | 0 | 0 | 0 | 2024-12-01 | BH Colorado Electric Oper Co | Regulated Electric (122) | State - Colorado Elec Distribution | X - DNU CO - TELLER RL - TELLER CNTY RUR | 135600 | Insulators-Post-25kv: 4272025000 | 10317496 | Insulators-Post-25kv | 2010-04-01 | 2010-01-01 | 5105245311
0 | 0 | 0 | 0 | 2024-12-01 | BH Colorado Electric Oper Co | Regulated Electric (122) | State - Colorado Elec Distribution | X - DNU CO - VICTOR FG - VICTOR FRINGE | 135500 | Anchors: 0140000000 | 9733164 | ANCHORS | 2009-07-01 | 2009-01-01 | 5105247311
0 | 0 | 0 | 0 | 2024-12-01 | BH Colorado Electric Oper Co | Regulated Electric (122) | State - Colorado Elec Distribution | X - DNU CO - WLLIAMSBRG - WILLIAMSBURG | 135800 | Cutouts, 15,001-34,501 Volts: 2521034000 | 20894291 | Cutouts, 15,001-34,501 Volts | 2017-12-01 | 2017-01-01 | 5105256311
0 | 0 | 0 | 0 | 2024-12-01 | BH Colorado Electric Oper Co | Regulated Electric (122) | WPC Sub 20310 Canon City Plant | WPC Sub 20310 Canon City Plant | 135001 | Estimated Additions: 0010000000 | 33178809 | This WO is for the replacement of Breakers 115-2 and 115-4 at the Canon City substation. | 2021-05-20 | 2021-05-01 | 10075506
0 | 0 | 0 | 0 | 2024-12-01 | BH Colorado Electric Oper Co | Regulated Electric (122) | WPC Sub 20310 Canon City Plant | WPC Sub 20310 Canon City Plant | 135200 | Building - Other: 0630000000 | 9706616 | CONTROL BUILDING STRUCTURE - # | 1969-07-01 | 1969-07-01 | CPR Conversion
0 | 0 | 0 | 0 | 2024-12-01 | BH Colorado Electric Oper Co | Regulated Electric (122) | WPC Sub 20310 Canon City Plant | WPC Sub 20310 Canon City Plant | 135200 | Building - Other: 0630000000 | 9973724 | CONTROL BUILDING STRUCTURE - # | 1936-07-01 | 1936-07-01 | CPR Conversion
0 | 0 | 0 | 0 | 2024-12-01 | BH Colorado Electric Oper Co | Regulated Electric (122) | WPC Sub 20310 Canon City Plant | WPC Sub 20310 Canon City Plant | 135200 | Building - Other: 0630000000 | 9973723 | CONTROL BUILDING STRUCTURE - # | 1950-07-01 | 1950-07-01 | CPR Conversion
1 | 11711.2 | 6553.0137 | 5158.1863 | 2024-12-01 | BH Colorado Electric Oper Co | Regulated Electric (122) | WPC Sub 20310 Canon City Plant | WPC Sub 20310 Canon City Plant | 135200 | Landscaping: 7701000000 | 9815353 | STRUCTURES-LANDSCAPING | 1989-07-01 | 1989-07-01 | CPR Conversion
0 | 0 | 0 | 0 | 2024-12-01 | BH Colorado Electric Oper Co | Regulated Electric (122) | WPC Sub 20310 Canon City Plant | WPC Sub 20310 Canon City Plant | 135200 | Landscaping: 7701000000 | 9973720 | STRUCTURES-LANDSCAPING | 1989-07-01 | 1989-07-01 | CPR Conversion
0 | 0 | 0 | 0 | 2024-12-01 | BH Colorado Electric Oper Co | Regulated Electric (122) | WPC Sub 20310 Canon City Plant | WPC Sub 20310 Canon City Plant | 135200 | Landscaping: 7701000000 | 9973722 | LANDSCAPING | 1959-07-01 | 1959-07-01 | CPR Conversion
0 | 0 | 0 | 0 | 2024-12-01 | BH Colorado Electric Oper Co | Regulated Electric (122) | WPC Sub 20310 Canon City Plant | WPC Sub 20310 Canon City Plant | 135200 | Landscaping: 7701000000 | 9973721 | STRUCTURES-LANDSCAPING | 1964-07-01 | 1964-07-01 | CPR Conversion
1 | 793.69 | 819.42 | -25.73 | 2024-12-01 | BH Colorado Electric Oper Co | Regulated Electric (122) | WPC Sub 20310 Canon City Plant | WPC Sub 20310 Canon City Plant | 135200 | Landscaping: 7701000000 | 9815352 | LANDSCAPING | 1959-07-01 | 1959-07-01 | CPR Conversion
1 | 1712.64 | 1633.1735 | 79.4665 | 2024-12-01 | BH Colorado Electric Oper Co | Regulated Electric (122) | WPC Sub 20310 Canon City Plant | WPC Sub 20310 Canon City Plant | 135200 | Landscaping: 7701000000 | 9815354 | STRUCTURES-LANDSCAPING | 1964-07-01 | 1964-07-01 | CPR Conversion
1 | 3122.64 | 1747.2763 | 1375.3637 | 2024-12-01 | BH Colorado Electric Oper Co | Regulated Electric (122) | WPC Sub 20310 Canon City Plant | WPC Sub 20310 Canon City Plant | 135200 | Walks, Drives, Curbs, Roads, Etc.: 7703000000 | 9815351 | WALKS, DRIVES, CURBS, ROADS, ETC. | 1989-07-01 | 1989-07-01 | CPR Conversion
0 | 0 | 0 | 0 | 2024-12-01 | BH Colorado Electric Oper Co | Regulated Electric (122) | WPC Sub 20310 Canon City Plant | WPC Sub 20310 Canon City Plant | 135200 | Walks, Drives, Curbs, Roads, Etc.: 7703000000 | 9973719 | WALKS, DRIVES, CURBS, ROADS, ETC. | 1989-07-01 | 1989-07-01 | CPR Conversion
1 | 562.36 | 536.2665 | 26.0935 | 2024-12-01 | BH Colorado Electric Oper Co | Regulated Electric (122) | WPC Sub 20310 Canon City Plant | WPC Sub 20310 Canon City Plant | 135200 | Walls,Enclose/Retain,Sound Wall: 7703500000 | 9815350 | WALLS,ENCLOSE/RETAIN,SOUND WALL | 1964-07-01 | 1964-07-01 | CPR Conversion
0 | 0 | 0 | 0 | 2024-12-01 | BH Colorado Electric Oper Co | Regulated Electric (122) | WPC Sub 20310 Canon City Plant | WPC Sub 20310 Canon City Plant | 135200 | Walls,Enclose/Retain,Sound Wall: 7703500000 | 9973718 | WALLS,ENCLOSE/RETAIN,SOUND WALL | 1964-07-01 | 1964-07-01 | CPR Conversion
0 | 0 | 0 | 0 | 2024-12-01 | BH Colorado Electric Oper Co | Regulated Electric (122) | WPC Sub 20310 Canon City Plant | WPC Sub 20310 Canon City Plant | 135300 | A dummy retirement unit: | 35060839 | A dummy retirement unit | 2021-12-08 | 2021-12-01 | 10075424
0 | 0 | 0 | 0 | 2024-12-01 | BH Colorado Electric Oper Co | Regulated Electric (122) | WPC Sub 20310 Canon City Plant | WPC Sub 20310 Canon City Plant | 135300 | Airbrk-Elec-1ph 0-15kv->= 2000amp: 7981101520 | 9973737 | AIRBRK-1PH-ELEC-0-15000V->= 2000AMPS | 1954-07-01 | 1954-07-01 | CPR Conversion
0 | 0 | 0 | 0 | 2024-12-01 | BH Colorado Electric Oper Co | Regulated Electric (122) | WPC Sub 20310 Canon City Plant | WPC Sub 20310 Canon City Plant | 135300 | Airbrk-Elec-1ph 0-15kv->= 2000amp: 7981101520 | 9785420 | AIRBRK-1PH-ELEC-0-15000V->= 2000AMPS | 1954-07-01 | 1954-07-01 | WCDXFER
0 | 0 | 0 | 0 | 2024-12-01 | BH Colorado Electric Oper Co | Regulated Electric (122) | WPC Sub 20310 Canon City Plant | WPC Sub 20310 Canon City Plant | 135300 | Airbrk-Elec-1ph 15001-45000- <=600a: 7981104506 | 9701168 | AIRBRK-1PH-ELEC-15001-45000- <=600AMPS | 1950-07-01 | 1950-07-01 | CPR Conversion
0 | 0 | 0 | 0 | 2024-12-01 | BH Colorado Electric Oper Co | Regulated Electric (122) | WPC Sub 20310 Canon City Plant | WPC Sub 20310 Canon City Plant | 135300 | Airbrk-Elec-1ph 15001-45000- <=600a: 7981104506 | 9785418 | AIRBRK-1PH-ELEC-15001-45000- <=600AMPS | 1950-07-01 | 1950-07-01 | WCDXFER
0 | 0 | 0 | 0 | 2024-12-01 | BH Colorado Electric Oper Co | Regulated Electric (122) | WPC Sub 20310 Canon City Plant | WPC Sub 20310 Canon City Plant | 135300 | Airbrk-Elec-1ph 45001-69000v- <=600: 7981106906 | 9785416 | AIRBRK-1PH-ELEC-45001-69000V- <=600AMPS | 1951-07-01 | 1951-07-01 | WCDXFER
0 | 0 | 0 | 0 | 2024-12-01 | BH Colorado Electric Oper Co | Regulated Electric (122) | WPC Sub 20310 Canon City Plant | WPC Sub 20310 Canon City Plant | 135300 | Airbrk-Elec-1ph 45001-69000v- <=600: 7981106906 | 9973735 | AIRBRK-1PH-ELEC-45001-69000V- <=600AMPS | 1951-07-01 | 1951-07-01 | CPR Conversion
0 | 0 | 0 | 0 | 2024-12-01 | BH Colorado Electric Oper Co | Regulated Electric (122) | WPC Sub 20310 Canon City Plant | WPC Sub 20310 Canon City Plant | 135300 | Airbrk-Elec-1ph 69-170kv- 1200-1999: 7981117019 | 9724099 | AIRBRK-1PH-ELEC-69-170KV- 1200-1999AMPS | 1936-07-01 | 1936-07-01 | CPR Conversion
0 | 0 | 0 | 0 | 2024-12-01 | BH Colorado Electric Oper Co | Regulated Electric (122) | WPC Sub 20310 Canon City Plant | WPC Sub 20310 Canon City Plant | 135300 | Airbrk-Elec-1ph 69-170kv- 1200-1999: 7981117019 | 9785450 | AIRBRK-1PH-ELEC-69-170KV- 1200-1999AMPS | 1936-07-01 | 1936-07-01 | WCDXFER
0 | 0 | 0 | 0 | 2024-12-01 | BH Colorado Electric Oper Co | Regulated Electric (122) | WPC Sub 20310 Canon City Plant | WPC Sub 20310 Canon City Plant | 135300 | Airbrk-Elec-1ph69-170kv- <= 600amp: 7981117006 | 9785415 | AIRBRK-1PH-ELEC-69-170KV- <= 600AMPS | 1925-07-01 | 1925-07-01 | WCDXFER
0 | 0 | 0 | 0 | 2024-12-01 | BH Colorado Electric Oper Co | Regulated Electric (122) | WPC Sub 20310 Canon City Plant | WPC Sub 20310 Canon City Plant | 135300 | Airbrk-Elec-1ph69-170kv- <= 600amp: 7981117006 | 9973736 | AIRBRK-1PH-ELEC-69-170KV- <= 600AMPS | 1925-07-01 | 1925-07-01 | CPR Conversion
0 | 0 | 0 | 0 | 2024-12-01 | BH Colorado Electric Oper Co | Regulated Electric (122) | WPC Sub 20310 Canon City Plant | WPC Sub 20310 Canon City Plant | 135300 | Arrester - 23,001-34,500 Volts: 0210690000 | 9973716 | ARRESTERS-23000-69000 VOLTS | 1952-07-01 | 1952-07-01 | CPR Conversion
0 | 0 | 0 | 0 | 2024-12-01 | BH Colorado Electric Oper Co | Regulated Electric (122) | WPC Sub 20310 Canon City Plant | WPC Sub 20310 Canon City Plant | 135300 | Arrester - 23,001-34,500 Volts: 0210690000 | 9973713 | ARRESTER - 23,000-69,000 VOLTS | 1959-07-01 | 1959-07-01 | CPR Conversion
0 | 0 | 0 | 0 | 2024-12-01 | BH Colorado Electric Oper Co | Regulated Electric (122) | WPC Sub 20310 Canon City Plant | WPC Sub 20310 Canon City Plant | 135300 | Arrester - 23,001-34,500 Volts: 0210690000 | 9766519 | ARRESTER - 23,000-69,000 VOLTS | 1959-07-01 | 1959-07-01 | WCDXFER
0 | 0 | 0 | 0 | 2024-12-01 | BH Colorado Electric Oper Co | Regulated Electric (122) | WPC Sub 20310 Canon City Plant | WPC Sub 20310 Canon City Plant | 135300 | Arrester - 23,001-34,500 Volts: 0210690000 | 9766518 | ARRESTER - 23,000-69,000 VOLTS | 1950-07-01 | 1950-07-01 | WCDXFER
0 | 0 | 0 | 0 | 2024-12-01 | BH Colorado Electric Oper Co | Regulated Electric (122) | WPC Sub 20310 Canon City Plant | WPC Sub 20310 Canon City Plant | 135300 | Arrester - 23,001-34,500 Volts: 0210690000 | 9766516 | ARRESTERS-23000-69000 VOLTS | 1952-07-01 | 1952-07-01 | WCDXFER
0 | 0 | 0 | 0 | 2024-12-01 | BH Colorado Electric Oper Co | Regulated Electric (122) | WPC Sub 20310 Canon City Plant | WPC Sub 20310 Canon City Plant | 135300 | Arrester - 23,001-34,500 Volts: 0210690000 | 9973715 | ARRESTERS-23000-69000 VOLTS | 1989-07-01 | 1989-07-01 | CPR Conversion
9 | 18303.56 | 12830.979 | 5472.581 | 2024-12-01 | BH Colorado Electric Oper Co | Regulated Electric (122) | WPC Sub 20310 Canon City Plant | WPC Sub 20310 Canon City Plant | 135300 | Arrester - 23,001-34,500 Volts: 0210690000 | 9766517 | ARRESTERS-23000-69000 VOLTS | 1989-07-01 | 1989-07-01 | WCDXFER
0 | 0 | 0 | 0 | 2024-12-01 | BH Colorado Electric Oper Co | Regulated Electric (122) | WPC Sub 20310 Canon City Plant | WPC Sub 20310 Canon City Plant | 135300 | Arrester - 23,001-34,500 Volts: 0210690000 | 9973717 | ARRESTER - 23,000-69,000 VOLTS | 1950-07-01 | 1950-07-01 | CPR Conversion
6 | 7696.49 | 8156.1362 | -459.6462 | 2024-12-01 | BH Colorado Electric Oper Co | Regulated Electric (122) | WPC Sub 20310 Canon City Plant | WPC Sub 20310 Canon City Plant | 135300 | Arrester - 69,001-146,000 Volts: 0211460000 | 9766600 | ARRESTER - 69,001-146,000 VOLTS | 1959-07-01 | 1959-07-01 | WCDXFER
3 | 1542.68 | 1639.4892 | -96.8092 | 2024-12-01 | BH Colorado Electric Oper Co | Regulated Electric (122) | WPC Sub 20310 Canon City Plant | WPC Sub 20310 Canon City Plant | 135300 | Arrester - 69,001-146,000 Volts: 0211460000 | 9766598 | ARRESTERS-69,001-146,000 VOLT | 1954-07-01 | 1954-07-01 | WCDXFER
0 | 0 | 0 | 0 | 2024-12-01 | BH Colorado Electric Oper Co | Regulated Electric (122) | WPC Sub 20310 Canon City Plant | WPC Sub 20310 Canon City Plant | 135300 | Arrester - 69,001-146,000 Volts: 0211460000 | 9973711 | ARRESTERS-69,001-146,000 VOLT | 1954-07-01 | 1954-07-01 | CPR Conversion
0 | 0 | 0 | 0 | 2024-12-01 | BH Colorado Electric Oper Co | Regulated Electric (122) | WPC Sub 20310 Canon City Plant | WPC Sub 20310 Canon City Plant | 135300 | Arrester - 69,001-146,000 Volts: 0211460000 | 9973714 | ARRESTER - 69,001-146,000 VOLTS | 1936-07-01 | 1936-07-01 | CPR Conversion
0 | 0 | 0 | 0 | 2024-12-01 | BH Colorado Electric Oper Co | Regulated Electric (122) | WPC Sub 20310 Canon City Plant | WPC Sub 20310 Canon City Plant | 135300 | Arrester - 69,001-146,000 Volts: 0211460000 | 9766599 | ARRESTER - 69,001-146,000 VOLTS | 1936-07-01 | 1936-07-01 | WCDXFER
0 | 0 | 0 | 0 | 2024-12-01 | BH Colorado Electric Oper Co | Regulated Electric (122) | WPC Sub 20310 Canon City Plant | WPC Sub 20310 Canon City Plant | 135300 | Arrester - 69,001-146,000 Volts: 0211460000 | 9973712 | ARRESTER - 69,001-146,000 VOLTS | 1959-07-01 | 1959-07-01 | CPR Conversion
0 | 0 | 0 | 0 | 2024-12-01 | BH Colorado Electric Oper Co | Regulated Electric (122) | WPC Sub 20310 Canon City Plant | WPC Sub 20310 Canon City Plant | 135300 | Batteries, Storage: 0350000000 | 12818007 | BATTERIES, COMMUNICATION | 2004-11-17 | 2005-01-01 | 50507XFER
0 | 0 | 0 | 0 | 2024-12-01 | BH Colorado Electric Oper Co | Regulated Electric (122) | WPC Sub 20310 Canon City Plant | WPC Sub 20310 Canon City Plant | 135300 | Batteries, Storage: 0350000000 | 11106833 | BATTERIES:125VDC BATTERY SYSTEM | 2011-08-08 | 2011-08-01 | 10042352
0 | 0 | 0 | 0 | 2024-12-01 | BH Colorado Electric Oper Co | Regulated Electric (122) | WPC Sub 20310 Canon City Plant | WPC Sub 20310 Canon City Plant | 135300 | Batteries, Storage: 0350000000 | 9995070 | BATTERIES, STORAGE | 2005-07-07 | 2005-01-01 | 10021244
1 | 3370.38 | 898.4802 | 2471.8998 | 2024-12-01 | BH Colorado Electric Oper Co | Regulated Electric (122) | WPC Sub 20310 Canon City Plant | WPC Sub 20310 Canon City Plant | 135300 | Batteries, Storage: 0350000000 | 28916468 | BATTERIES: CANON PLANT UNIT SUB | 2011-12-01 | 2011-12-01 | 50507XFER
1 | 9558.97 | 1415.6902 | 8143.2798 | 2024-12-01 | BH Colorado Electric Oper Co | Regulated Electric (122) | WPC Sub 20310 Canon City Plant | WPC Sub 20310 Canon City Plant | 135300 | Battery Charger: 0300000000 | 26773275 | Battery Charger | 2017-09-12 | 2018-03-01 | 10057847
2 | 241440.98 | 21454.5493 | 219986.4307 | 2024-12-01 | BH Colorado Electric Oper Co | Regulated Electric (122) | WPC Sub 20310 Canon City Plant | WPC Sub 20310 Canon City Plant | 135300 | Breaker, 115 KV: 6212115115 | 34775951 | Breaker, 115 KV | 2020-12-10 | 2020-01-01 | 10069802
2 | 273616.75 | 29716.7436 | 243900.0064 | 2024-12-01 | BH Colorado Electric Oper Co | Regulated Electric (122) | WPC Sub 20310 Canon City Plant | WPC Sub 20310 Canon City Plant | 135300 | Breaker, 115 KV: 6212115115 | 30153742 | Breaker, 115 KV | 2019-11-22 | 2019-01-01 | 10067817
2 | 220376.36 | 15231.0146 | 205145.3454 | 2024-12-01 | BH Colorado Electric Oper Co | Regulated Electric (122) | WPC Sub 20310 Canon City Plant | WPC Sub 20310 Canon City Plant | 135300 | Breaker, 115 KV: 6212115115 | 34779932 | Breaker, 115 KV SF6 | 2021-05-20 | 2021-01-01 | 10075506
0 | 0 | 0 | 0 | 2024-12-01 | BH Colorado Electric Oper Co | Regulated Electric (122) | WPC Sub 20310 Canon City Plant | WPC Sub 20310 Canon City Plant | 135300 | Breaker, Oil - 15 Kv: 6213015000 | 9973698 | OIL - 15 KV | 1954-07-01 | 1954-07-01 | CPR Conversion
0 | 0 | 0 | 0 | 2024-12-01 | BH Colorado Electric Oper Co | Regulated Electric (122) | WPC Sub 20310 Canon City Plant | WPC Sub 20310 Canon City Plant | 135300 | Breaker, Oil - 15 Kv: 6213015000 | 9778069 | OIL - 15 KV | 1954-07-01 | 1954-07-01 | WCDXFER
0 | 0 | 0 | 0 | 2024-12-01 | BH Colorado Electric Oper Co | Regulated Electric (122) | WPC Sub 20310 Canon City Plant | WPC Sub 20310 Canon City Plant | 135300 | Breaker, Oil - 161 Kv: 6213161000 | 9973696 | OIL - 161 KV | 1989-07-01 | 1989-07-01 | CPR Conversion
0 | 0 | 0 | 0 | 2024-12-01 | BH Colorado Electric Oper Co | Regulated Electric (122) | WPC Sub 20310 Canon City Plant | WPC Sub 20310 Canon City Plant | 135300 | Breaker, Oil - 161 Kv: 6213161000 | 9778093 | PWR CIRC BREAK-OIL-161KV | 1954-07-01 | 1954-07-01 | WCDXFER
0 | 0 | 0 | 0 | 2024-12-01 | BH Colorado Electric Oper Co | Regulated Electric (122) | WPC Sub 20310 Canon City Plant | WPC Sub 20310 Canon City Plant | 135300 | Breaker, Oil - 161 Kv: 6213161000 | 9778094 | OIL - 161 KV | 1959-07-01 | 1959-07-01 | WCDXFER
0 | 0 | 0 | 0 | 2024-12-01 | BH Colorado Electric Oper Co | Regulated Electric (122) | WPC Sub 20310 Canon City Plant | WPC Sub 20310 Canon City Plant | 135300 | Breaker, Oil - 161 Kv: 6213161000 | 9973693 | OIL - 161 KV | 1959-07-01 | 1959-07-01 | CPR Conversion
0 | 0 | 0 | 0 | 2024-12-01 | BH Colorado Electric Oper Co | Regulated Electric (122) | WPC Sub 20310 Canon City Plant | WPC Sub 20310 Canon City Plant | 135300 | Breaker, Oil - 161 Kv: 6213161000 | 9973695 | PWR CIRC BREAK-OIL-161KV | 1954-07-01 | 1954-07-01 | CPR Conversion
-1 | 0 | 0 | 0 | 2024-12-01 | BH Colorado Electric Oper Co | Regulated Electric (122) | WPC Sub 20310 Canon City Plant | WPC Sub 20310 Canon City Plant | 135300 | Breaker, Oil - 161 Kv: 6213161000 | 9778058 | OIL - 161 KV | 1989-07-01 | 1989-07-01 | WCDXFER
0 | 0 | 0 | 0 | 2024-12-01 | BH Colorado Electric Oper Co | Regulated Electric (122) | WPC Sub 20310 Canon City Plant | WPC Sub 20310 Canon City Plant | 135300 | Breaker, Oil - 25 Kv: 6213025000 | 9778066 | OIL - 25 KV | 1950-07-01 | 1950-07-01 | WCDXFER
0 | 0 | 0 | 0 | 2024-12-01 | BH Colorado Electric Oper Co | Regulated Electric (122) | WPC Sub 20310 Canon City Plant | WPC Sub 20310 Canon City Plant | 135300 | Breaker, Oil - 25 Kv: 6213025000 | 9973694 | OIL - 25 KV | 1950-07-01 | 1950-07-01 | CPR Conversion
0 | 40663.76 | 3613.3992 | 37050.3608 | 2024-12-01 | BH Colorado Electric Oper Co | Regulated Electric (122) | WPC Sub 20310 Canon City Plant | WPC Sub 20310 Canon City Plant | 135300 | Bus and Station Conductor: 0770000000 | 34775942 | Bus and Station Conductor | 2020-12-10 | 2020-01-01 | 10069802
0 | 44675.92 | 3087.7159 | 41588.2041 | 2024-12-01 | BH Colorado Electric Oper Co | Regulated Electric (122) | WPC Sub 20310 Canon City Plant | WPC Sub 20310 Canon City Plant | 135300 | Bus and Station Conductor: 0770000000 | 34779925 | Bus and Station Conductor | 2021-05-20 | 2021-01-01 | 10075506
2100 | 64345.18 | 13341.3933 | 51003.7867 | 2024-12-01 | BH Colorado Electric Oper Co | Regulated Electric (122) | WPC Sub 20310 Canon City Plant | WPC Sub 20310 Canon City Plant | 135300 | Bus and Station Conductor: 0770000000 | 14981602 | Bus and Station Conductor | 2014-11-26 | 2014-01-01 | 10049283
1 | 437860.6 | 108079.111 | 329781.489 | 2024-12-01 | BH Colorado Electric Oper Co | Regulated Electric (122) | WPC Sub 20310 Canon City Plant | WPC Sub 20310 Canon City Plant | 135300 | Capacitor Bank, Station: 1051000000 | 11888924 | CAPACITOR BANK: 10.8MVAR CANON CITY | 2012-12-17 | 2013-01-01 | 10044702
0 | 0 | 0 | 0 | 2024-12-01 | BH Colorado Electric Oper Co | Regulated Electric (122) | WPC Sub 20310 Canon City Plant | WPC Sub 20310 Canon City Plant | 135300 | Capacitor Banks-Foundation: 1050000000 | 9973710 | CAPACITOR BANKS-FOUNDATION | 1942-07-01 | 1942-07-01 | CPR Conversion
1 | 130071 | 26969.0499 | 103101.9501 | 2024-12-01 | BH Colorado Electric Oper Co | Regulated Electric (122) | WPC Sub 20310 Canon City Plant | WPC Sub 20310 Canon City Plant | 135300 | Capacitor Banks-Foundation: 1050000000 | 13160260 | CAPACITOR BANK 12.6 MVAR | 2014-12-04 | 2014-01-01 | 10049282
0 | 0 | 0 | 0 | 2024-12-01 | BH Colorado Electric Oper Co | Regulated Electric (122) | WPC Sub 20310 Canon City Plant | WPC Sub 20310 Canon City Plant | 135300 | Capacitor Banks-Foundation: 1050000000 | 9768384 | CAPACITOR BANKS-FOUNDATION | 1942-07-01 | 1942-07-01 | WCDXFER
1 | 156673.01 | 32484.737 | 124188.273 | 2024-12-01 | BH Colorado Electric Oper Co | Regulated Electric (122) | WPC Sub 20310 Canon City Plant | WPC Sub 20310 Canon City Plant | 135300 | Cntl Cbl - Swtchbrd.,Swtchgr.: 1960000000 | 14981621 | RELAY PANEL # 7 | 2014-11-26 | 2014-12-01 | 10049283
1 | 139264.9 | 28875.3222 | 110389.5778 | 2024-12-01 | BH Colorado Electric Oper Co | Regulated Electric (122) | WPC Sub 20310 Canon City Plant | WPC Sub 20310 Canon City Plant | 135300 | Cntl Cbl - Swtchbrd.,Swtchgr.: 1960000000 | 14981648 | PANEL 2: COMMUNICATIONS INTERNAL | 2014-11-26 | 2014-12-01 | 10049283
1 | 139264.9 | 28875.3222 | 110389.5778 | 2024-12-01 | BH Colorado Electric Oper Co | Regulated Electric (122) | WPC Sub 20310 Canon City Plant | WPC Sub 20310 Canon City Plant | 135300 | Cntl Cbl - Swtchbrd.,Swtchgr.: 1960000000 | 14981627 | RELAY PANEL # 11 | 2014-11-26 | 2014-12-01 | 10049283
1 | 156673.01 | 32484.737 | 124188.273 | 2024-12-01 | BH Colorado Electric Oper Co | Regulated Electric (122) | WPC Sub 20310 Canon City Plant | WPC Sub 20310 Canon City Plant | 135300 | Cntl Cbl - Swtchbrd.,Swtchgr.: 1960000000 | 14981639 | RELAY PANEL # 8 | 2014-11-26 | 2014-12-01 | 10049283
1 | 156673.01 | 32484.737 | 124188.273 | 2024-12-01 | BH Colorado Electric Oper Co | Regulated Electric (122) | WPC Sub 20310 Canon City Plant | WPC Sub 20310 Canon City Plant | 135300 | Cntl Cbl - Swtchbrd.,Swtchgr.: 1960000000 | 14981645 | RELAY PANEL # 3 | 2014-11-26 | 2014-12-01 | 10049283
1 | 156673.01 | 32484.737 | 124188.273 | 2024-12-01 | BH Colorado Electric Oper Co | Regulated Electric (122) | WPC Sub 20310 Canon City Plant | WPC Sub 20310 Canon City Plant | 135300 | Cntl Cbl - Swtchbrd.,Swtchgr.: 1960000000 | 14981624 | RELAY PANEL # 12 | 2014-11-26 | 2014-12-01 | 10049283
1 | 139264.9 | 28875.3222 | 110389.5778 | 2024-12-01 | BH Colorado Electric Oper Co | Regulated Electric (122) | WPC Sub 20310 Canon City Plant | WPC Sub 20310 Canon City Plant | 135300 | Cntl Cbl - Swtchbrd.,Swtchgr.: 1960000000 | 14981630 | PANEL 1: COMMUNICATIONS EXTERNAL | 2014-11-26 | 2014-12-01 | 10049283
1 | 208897.36 | 43312.9854 | 165584.3746 | 2024-12-01 | BH Colorado Electric Oper Co | Regulated Electric (122) | WPC Sub 20310 Canon City Plant | WPC Sub 20310 Canon City Plant | 135300 | Cntl Cbl - Swtchbrd.,Swtchgr.: 1960000000 | 14981636 | RELAY PANEL # 6 | 2014-11-26 | 2014-12-01 | 10049283
1 | 208897.36 | 43312.9854 | 165584.3746 | 2024-12-01 | BH Colorado Electric Oper Co | Regulated Electric (122) | WPC Sub 20310 Canon City Plant | WPC Sub 20310 Canon City Plant | 135300 | Cntl Cbl - Swtchbrd.,Swtchgr.: 1960000000 | 14981633 | RELAY PANEL # 5 | 2014-11-26 | 2014-12-01 | 10049283
1 | 156673.01 | 32484.737 | 124188.273 | 2024-12-01 | BH Colorado Electric Oper Co | Regulated Electric (122) | WPC Sub 20310 Canon City Plant | WPC Sub 20310 Canon City Plant | 135300 | Cntl Cbl - Swtchbrd.,Swtchgr.: 1960000000 | 14981642 | RELAY PANEL # 13 | 2014-11-26 | 2014-12-01 | 10049283
0 | 0 | 0 | 0 | 2024-12-01 | BH Colorado Electric Oper Co | Regulated Electric (122) | WPC Sub 20310 Canon City Plant | WPC Sub 20310 Canon City Plant | 135300 | Combo-Elec-15-45kv- <= 600amps: 7984104506 | 9785447 | SWITCH,COMBO,ELEC,15001-45K,< | 1960-07-01 | 1960-07-01 | WCDXFER
0 | 0 | 0 | 0 | 2024-12-01 | BH Colorado Electric Oper Co | Regulated Electric (122) | WPC Sub 20310 Canon City Plant | WPC Sub 20310 Canon City Plant | 135300 | Combo-Elec-15-45kv- <= 600amps: 7984104506 | 9785448 | COMBO-ELEC-15-45KV- <= 600AMPS | 1950-07-01 | 1950-07-01 | WCDXFER
0 | 0 | 0 | 0 | 2024-12-01 | BH Colorado Electric Oper Co | Regulated Electric (122) | WPC Sub 20310 Canon City Plant | WPC Sub 20310 Canon City Plant | 135300 | Combo-Elec-15-45kv- <= 600amps: 7984104506 | 9706617 | COMBO-ELEC-15-45KV- <= 600AMPS | 1950-07-01 | 1950-07-01 | CPR Conversion
0 | 0 | 0 | 0 | 2024-12-01 | BH Colorado Electric Oper Co | Regulated Electric (122) | WPC Sub 20310 Canon City Plant | WPC Sub 20310 Canon City Plant | 135300 | Combo-Elec-15-45kv- <= 600amps: 7984104506 | 9785446 | SWITCH,COMBO,ELEC,15001-45K,< | 1925-07-01 | 1925-07-01 | WCDXFER
0 | 0 | 0 | 0 | 2024-12-01 | BH Colorado Electric Oper Co | Regulated Electric (122) | WPC Sub 20310 Canon City Plant | WPC Sub 20310 Canon City Plant | 135300 | Combo-Elec-15-45kv- <= 600amps: 7984104506 | 9973733 | SWITCH,COMBO,ELEC,15001-45K,< | 1925-07-01 | 1925-07-01 | CPR Conversion
0 | 0 | 0 | 0 | 2024-12-01 | BH Colorado Electric Oper Co | Regulated Electric (122) | WPC Sub 20310 Canon City Plant | WPC Sub 20310 Canon City Plant | 135300 | Combo-Elec-15-45kv- <= 600amps: 7984104506 | 9973734 | SWITCH,COMBO,ELEC,15001-45K,< | 1960-07-01 | 1960-07-01 | CPR Conversion
0 | 0 | 0 | 0 | 2024-12-01 | BH Colorado Electric Oper Co | Regulated Electric (122) | WPC Sub 20310 Canon City Plant | WPC Sub 20310 Canon City Plant | 135300 | Combo-Elec-45-69kv- <= 600amps: 7984106906 | 9785444 | COMBO-ELEC-45-69KV- <= 600AMPS | 1950-07-01 | 1950-07-01 | WCDXFER
0 | 0 | 0 | 0 | 2024-12-01 | BH Colorado Electric Oper Co | Regulated Electric (122) | WPC Sub 20310 Canon City Plant | WPC Sub 20310 Canon City Plant | 135300 | Combo-Elec-45-69kv- <= 600amps: 7984106906 | 9973731 | SWITCH,COMBO,ELEC,45001-69K,< | 1959-07-01 | 1959-07-01 | CPR Conversion
0 | 0 | 0 | 0 | 2024-12-01 | BH Colorado Electric Oper Co | Regulated Electric (122) | WPC Sub 20310 Canon City Plant | WPC Sub 20310 Canon City Plant | 135300 | Combo-Elec-45-69kv- <= 600amps: 7984106906 | 9693302 | COMBO-ELEC-45-69KV- <= 600AMPS | 1950-07-01 | 1950-07-01 | CPR Conversion
1 | 2191.39 | 2322.2632 | -130.8732 | 2024-12-01 | BH Colorado Electric Oper Co | Regulated Electric (122) | WPC Sub 20310 Canon City Plant | WPC Sub 20310 Canon City Plant | 135300 | Combo-Elec-45-69kv- <= 600amps: 7984106906 | 9785443 | SWITCH,COMBO,ELEC,45001-69K,< | 1959-07-01 | 1959-07-01 | WCDXFER
0 | 0 | 0 | 0 | 2024-12-01 | BH Colorado Electric Oper Co | Regulated Electric (122) | WPC Sub 20310 Canon City Plant | WPC Sub 20310 Canon City Plant | 135300 | Combo-Elec-45-69kv- 1200-1999amps: 7984106919 | 9724104 | COMBO-ELEC-45-69KV- 1200-1999AMPS | 1989-07-01 | 1989-07-01 | CPR Conversion
7 | 47227.92 | 33107.2451 | 14120.6749 | 2024-12-01 | BH Colorado Electric Oper Co | Regulated Electric (122) | WPC Sub 20310 Canon City Plant | WPC Sub 20310 Canon City Plant | 135300 | Combo-Elec-45-69kv- 1200-1999amps: 7984106919 | 9785436 | COMBO-ELEC-45-69KV- 1200-1999AMPS | 1989-07-01 | 1989-07-01 | WCDXFER
0 | 0 | 0 | 0 | 2024-12-01 | BH Colorado Electric Oper Co | Regulated Electric (122) | WPC Sub 20310 Canon City Plant | WPC Sub 20310 Canon City Plant | 135300 | Combo-Elec-69-170kv- <= 600amps: 7984117006 | 9785433 | COMBO-ELEC-69-170KV- <= 600AMPS | 1925-07-01 | 1925-07-01 | WCDXFER
0 | 0 | 0 | 0 | 2024-12-01 | BH Colorado Electric Oper Co | Regulated Electric (122) | WPC Sub 20310 Canon City Plant | WPC Sub 20310 Canon City Plant | 135300 | Combo-Elec-69-170kv- <= 600amps: 7984117006 | 9728050 | COMBO-ELEC-69-170KV- <= 600AMPS | 1959-07-01 | 1959-07-01 | CPR Conversion
0 | 0 | 0 | 0 | 2024-12-01 | BH Colorado Electric Oper Co | Regulated Electric (122) | WPC Sub 20310 Canon City Plant | WPC Sub 20310 Canon City Plant | 135300 | Combo-Elec-69-170kv- <= 600amps: 7984117006 | 9973732 | COMBO-ELEC-69-170KV- <= 600AMPS | 1925-07-01 | 1925-07-01 | CPR Conversion
7 | 29277.42 | 31025.9123 | -1748.4923 | 2024-12-01 | BH Colorado Electric Oper Co | Regulated Electric (122) | WPC Sub 20310 Canon City Plant | WPC Sub 20310 Canon City Plant | 135300 | Combo-Elec-69-170kv- <= 600amps: 7984117006 | 9785434 | COMBO-ELEC-69-170KV- <= 600AMPS | 1959-07-01 | 1959-07-01 | WCDXFER
1 | 11786.16 | 8262.2163 | 3523.9437 | 2024-12-01 | BH Colorado Electric Oper Co | Regulated Electric (122) | WPC Sub 20310 Canon City Plant | WPC Sub 20310 Canon City Plant | 135300 | Combo-Elec-69-170kv- 1200-1999amps: 7984117019 | 9785465 | COMBO-ELEC-69-170KV- 1200-1999AMPS | 1989-07-01 | 1989-07-01 | WCDXFER
0 | 0 | 0 | 0 | 2024-12-01 | BH Colorado Electric Oper Co | Regulated Electric (122) | WPC Sub 20310 Canon City Plant | WPC Sub 20310 Canon City Plant | 135300 | Combo-Elec-69-170kv- 1200-1999amps: 7984117019 | 9973837 | COMBO-ELEC-69-170KV- 1200-1999AMPS | 1989-07-01 | 1989-07-01 | CPR Conversion
0 | 0 | 0 | 0 | 2024-12-01 | BH Colorado Electric Oper Co | Regulated Electric (122) | WPC Sub 20310 Canon City Plant | WPC Sub 20310 Canon City Plant | 135300 | Cond. Control Cable, Other: 0772000000 | 9691017 | COND. CONTROL CABLE-COPPER, OTHER | 1996-07-01 | 1996-07-01 | CPR Conversion
1765 | 5046.21 | 2839.9197 | 2206.2903 | 2024-12-01 | BH Colorado Electric Oper Co | Regulated Electric (122) | WPC Sub 20310 Canon City Plant | WPC Sub 20310 Canon City Plant | 135300 | Cond. Control Cable, Other: 0772000000 | 9766909 | COND. CONTROL CABLE-COPPER, OTHER | 1996-07-01 | 1996-07-01 | WCDXFER
50 | 231.2 | 125.5499 | 105.6501 | 2024-12-01 | BH Colorado Electric Oper Co | Regulated Electric (122) | WPC Sub 20310 Canon City Plant | WPC Sub 20310 Canon City Plant | 135300 | Cond. Control Cable-Copper, 4c/6: 0772006000 | 9766907 | COND. CONTROL CABLE-COPPER, 4c/6 | 1997-07-01 | 1997-07-01 | WCDXFER
0 | 0 | 0 | 0 | 2024-12-01 | BH Colorado Electric Oper Co | Regulated Electric (122) | WPC Sub 20310 Canon City Plant | WPC Sub 20310 Canon City Plant | 135300 | Cond. Control Cable-Copper, 4c/6: 0772006000 | 9862051 | COND. CONTROL CABLE-COPPER, 4c/6 | 1997-07-01 | 1997-07-01 | CPR Conversion
0 | 0 | 0 | 0 | 2024-12-01 | BH Colorado Electric Oper Co | Regulated Electric (122) | WPC Sub 20310 Canon City Plant | WPC Sub 20310 Canon City Plant | 135300 | Cond. Control Cable-Copper, 12c/12: 0772012000 | 9862050 | COND. CONTROL CABLE-COPPER, 12c/12 | 1997-07-01 | 1997-07-01 | CPR Conversion
50 | 216.99 | 117.8334 | 99.1566 | 2024-12-01 | BH Colorado Electric Oper Co | Regulated Electric (122) | WPC Sub 20310 Canon City Plant | WPC Sub 20310 Canon City Plant | 135300 | Cond. Control Cable-Copper, 12c/12: 0772012000 | 9766905 | COND. CONTROL CABLE-COPPER, 12c/12 | 1997-07-01 | 1997-07-01 | WCDXFER
3100 | 7173.38 | 4037.0542 | 3136.3258 | 2024-12-01 | BH Colorado Electric Oper Co | Regulated Electric (122) | WPC Sub 20310 Canon City Plant | WPC Sub 20310 Canon City Plant | 135300 | Cond. Control Cable-Copper, 12c/12: 0772012000 | 9766904 | COND. CONTROL CABLE-COPPER, 12c/12 | 1996-07-01 | 1996-07-01 | WCDXFER
0 | 0 | 0 | 0 | 2024-12-01 | BH Colorado Electric Oper Co | Regulated Electric (122) | WPC Sub 20310 Canon City Plant | WPC Sub 20310 Canon City Plant | 135300 | Cond. Control Cable-Copper, 12c/12: 0772012000 | 9861050 | COND. CONTROL CABLE-COPPER, 12c/12 | 1996-07-01 | 1996-07-01 | CPR Conversion
1000 | 60737.6 | 42577.6662 | 18159.9338 | 2024-12-01 | BH Colorado Electric Oper Co | Regulated Electric (122) | WPC Sub 20310 Canon City Plant | WPC Sub 20310 Canon City Plant | 135300 | Cond. Pwr Cable, Al, 251MCM-795MCM: 0773000795 | 9768387 | COND. PWR CABLE, AL, 251MCM-795MCM | 1989-07-01 | 1989-07-01 | WCDXFER
0 | 0 | 0 | 0 | 2024-12-01 | BH Colorado Electric Oper Co | Regulated Electric (122) | WPC Sub 20310 Canon City Plant | WPC Sub 20310 Canon City Plant | 135300 | Cond. Pwr Cable, Al, 251MCM-795MCM: 0773000795 | 9973692 | COND. PWR CABLE, AL, 251MCM-795MCM | 1989-07-01 | 1989-07-01 | CPR Conversion
1 | 10415.07 | 10980.23 | -565.16 | 2024-12-01 | BH Colorado Electric Oper Co | Regulated Electric (122) | WPC Sub 20310 Canon City Plant | WPC Sub 20310 Canon City Plant | 135300 | Cond. Pwr Cable, Al, Other: 0773000000 | 9766903 | BUS/CNDCTR-PWR CBLE-OTHER | 1968-07-01 | 1968-07-01 | WCDXFER
0 | 0 | 0 | 0 | 2024-12-01 | BH Colorado Electric Oper Co | Regulated Electric (122) | WPC Sub 20310 Canon City Plant | WPC Sub 20310 Canon City Plant | 135300 | Cond. Pwr Cable, Al, Other: 0773000000 | 9973748 | COND. PWR CABLE, AL, OTHER | 1989-07-01 | 1989-07-01 | CPR Conversion
0 | 0 | 0 | 0 | 2024-12-01 | BH Colorado Electric Oper Co | Regulated Electric (122) | WPC Sub 20310 Canon City Plant | WPC Sub 20310 Canon City Plant | 135300 | Cond. Pwr Cable, Al, Other: 0773000000 | 9973752 | BUS/CNDCTR-PWR CBLE-OTHER | 1968-07-01 | 1968-07-01 | CPR Conversion
1 | 1126.4 | 1189.5718 | -63.1718 | 2024-12-01 | BH Colorado Electric Oper Co | Regulated Electric (122) | WPC Sub 20310 Canon City Plant | WPC Sub 20310 Canon City Plant | 135300 | Cond. Pwr Cable, Al, Other: 0773000000 | 9766902 | BUS/CNDCTR-PWR CBLE-OTHER | 1965-07-01 | 1965-07-01 | WCDXFER
2 | 52246.84 | 36625.5584 | 15621.2816 | 2024-12-01 | BH Colorado Electric Oper Co | Regulated Electric (122) | WPC Sub 20310 Canon City Plant | WPC Sub 20310 Canon City Plant | 135300 | Cond. Pwr Cable, Al, Other: 0773000000 | 9766900 | COND. PWR CABLE, AL, OTHER | 1989-07-01 | 1989-07-01 | WCDXFER
0 | 0 | 0 | 0 | 2024-12-01 | BH Colorado Electric Oper Co | Regulated Electric (122) | WPC Sub 20310 Canon City Plant | WPC Sub 20310 Canon City Plant | 135300 | Cond. Pwr Cable, Al, Other: 0773000000 | 9973754 | BUS/CNDCTR-PWR CBLE-OTHER | 1959-07-01 | 1959-07-01 | CPR Conversion
1 | 886.51 | 944.2922 | -57.7822 | 2024-12-01 | BH Colorado Electric Oper Co | Regulated Electric (122) | WPC Sub 20310 Canon City Plant | WPC Sub 20310 Canon City Plant | 135300 | Cond. Pwr Cable, Al, Other: 0773000000 | 9766899 | COND. PWR CABLE, AL, OTHER | 1950-07-01 | 1950-07-01 | WCDXFER
1 | 1410.04 | 1494.2497 | -84.2097 | 2024-12-01 | BH Colorado Electric Oper Co | Regulated Electric (122) | WPC Sub 20310 Canon City Plant | WPC Sub 20310 Canon City Plant | 135300 | Cond. Pwr Cable, Al, Other: 0773000000 | 9766901 | BUS/CNDCTR-PWR CBLE-OTHER | 1959-07-01 | 1959-07-01 | WCDXFER
0 | 0 | 0 | 0 | 2024-12-01 | BH Colorado Electric Oper Co | Regulated Electric (122) | WPC Sub 20310 Canon City Plant | WPC Sub 20310 Canon City Plant | 135300 | Cond. Pwr Cable, Al, Other: 0773000000 | 9973755 | COND. PWR CABLE, AL, OTHER | 1950-07-01 | 1950-07-01 | CPR Conversion
0 | 0 | 0 | 0 | 2024-12-01 | BH Colorado Electric Oper Co | Regulated Electric (122) | WPC Sub 20310 Canon City Plant | WPC Sub 20310 Canon City Plant | 135300 | Cond. Pwr Cable, Al, Other: 0773000000 | 9973753 | BUS/CNDCTR-PWR CBLE-OTHER | 1965-07-01 | 1965-07-01 | CPR Conversion
90 | 81.26 | 85.768 | -4.508 | 2024-12-01 | BH Colorado Electric Oper Co | Regulated Electric (122) | WPC Sub 20310 Canon City Plant | WPC Sub 20310 Canon City Plant | 135300 | Conduit, Not Encsd Pvc 3"-4": 1822104000 | 9769134 | CONDUIT, NOT ENCD-PVC-3" - 4" | 1966-07-01 | 1966-07-01 | WCDXFER
0 | 0 | 0 | 0 | 2024-12-01 | BH Colorado Electric Oper Co | Regulated Electric (122) | WPC Sub 20310 Canon City Plant | WPC Sub 20310 Canon City Plant | 135300 | Conduit, Not Encsd Pvc 3"-4": 1822104000 | 9973690 | CONDUIT-NOT ENCD, PVC-3"-4" | 1989-07-01 | 1989-07-01 | CPR Conversion
350 | 5759.76 | 4037.6495 | 1722.1105 | 2024-12-01 | BH Colorado Electric Oper Co | Regulated Electric (122) | WPC Sub 20310 Canon City Plant | WPC Sub 20310 Canon City Plant | 135300 | Conduit, Not Encsd Pvc 3"-4": 1822104000 | 9769133 | CONDUIT-NOT ENCD, PVC-3"-4" | 1989-07-01 | 1989-07-01 | WCDXFER
0 | 0 | 0 | 0 | 2024-12-01 | BH Colorado Electric Oper Co | Regulated Electric (122) | WPC Sub 20310 Canon City Plant | WPC Sub 20310 Canon City Plant | 135300 | Conduit, Not Encsd Pvc 3"-4": 1822104000 | 9973688 | CONDUIT-NOT ENCD, PVC-3"-4" | 1936-07-01 | 1936-07-01 | CPR Conversion
120 | 196.32 | 207.3302 | -11.0102 | 2024-12-01 | BH Colorado Electric Oper Co | Regulated Electric (122) | WPC Sub 20310 Canon City Plant | WPC Sub 20310 Canon City Plant | 135300 | Conduit, Not Encsd Pvc 3"-4": 1822104000 | 9769132 | CONDUIT-NOT ENCD, PVC-3"-4" | 1965-07-01 | 1965-07-01 | WCDXFER
0 | 0 | 0 | 0 | 2024-12-01 | BH Colorado Electric Oper Co | Regulated Electric (122) | WPC Sub 20310 Canon City Plant | WPC Sub 20310 Canon City Plant | 135300 | Conduit, Not Encsd Pvc 3"-4": 1822104000 | 9973775 | CONDUIT, NOT ENCD-PVC-3" - 4" | 1966-07-01 | 1966-07-01 | CPR Conversion
220 | 89.01 | 95.5673 | -6.5573 | 2024-12-01 | BH Colorado Electric Oper Co | Regulated Electric (122) | WPC Sub 20310 Canon City Plant | WPC Sub 20310 Canon City Plant | 135300 | Conduit, Not Encsd Pvc 3"-4": 1822104000 | 9769131 | CONDUIT-NOT ENCD, PVC-3"-4" | 1936-07-01 | 1936-07-01 | WCDXFER
0 | 0 | 0 | 0 | 2024-12-01 | BH Colorado Electric Oper Co | Regulated Electric (122) | WPC Sub 20310 Canon City Plant | WPC Sub 20310 Canon City Plant | 135300 | Conduit, Not Encsd Pvc 3"-4": 1822104000 | 9973776 | CONDUIT-NOT ENCD, PVC-3"-4" | 1965-07-01 | 1965-07-01 | CPR Conversion
5580 | 16340.55 | 11454.8893 | 4885.6607 | 2024-12-01 | BH Colorado Electric Oper Co | Regulated Electric (122) | WPC Sub 20310 Canon City Plant | WPC Sub 20310 Canon City Plant | 135300 | Conduit, Not Encsd Plastic >4"- 6": 1822106000 | 9769127 | CONDUIT-NOT ENC COND-PLS->4"- 6" | 1989-07-01 | 1989-07-01 | WCDXFER
0 | 0 | 0 | 0 | 2024-12-01 | BH Colorado Electric Oper Co | Regulated Electric (122) | WPC Sub 20310 Canon City Plant | WPC Sub 20310 Canon City Plant | 135300 | Conduit, Not Encsd Plastic >4"- 6": 1822106000 | 9973774 | CONDUIT-NOT ENC COND-PLS->4"- 6" | 1959-07-01 | 1959-07-01 | CPR Conversion
110 | 246.4 | 261.1154 | -14.7154 | 2024-12-01 | BH Colorado Electric Oper Co | Regulated Electric (122) | WPC Sub 20310 Canon City Plant | WPC Sub 20310 Canon City Plant | 135300 | Conduit, Not Encsd Plastic >4"- 6": 1822106000 | 9769126 | CONDUIT-NOT ENC COND-PLS->4"- 6" | 1959-07-01 | 1959-07-01 | WCDXFER
0 | 0 | 0 | 0 | 2024-12-01 | BH Colorado Electric Oper Co | Regulated Electric (122) | WPC Sub 20310 Canon City Plant | WPC Sub 20310 Canon City Plant | 135300 | Conduit, Not Encsd Plastic >4"- 6": 1822106000 | 9973689 | CONDUIT-NOT ENC COND-PLS->4"- 6" | 1989-07-01 | 1989-07-01 | CPR Conversion
0 | 0 | 0 | 0 | 2024-12-01 | BH Colorado Electric Oper Co | Regulated Electric (122) | WPC Sub 20310 Canon City Plant | WPC Sub 20310 Canon City Plant | 135300 | Conduit, Not Encsd Pvc Under 3": 1822102000 | 9973691 | CONDUIT, NOT ENCD-PVC-UNDR 3" | 1989-07-01 | 1989-07-01 | CPR Conversion
260 | 1983.19 | 1390.2361 | 592.9539 | 2024-12-01 | BH Colorado Electric Oper Co | Regulated Electric (122) | WPC Sub 20310 Canon City Plant | WPC Sub 20310 Canon City Plant | 135300 | Conduit, Not Encsd Pvc Under 3": 1822102000 | 9769137 | CONDUIT, NOT ENCD-PVC-UNDR 3" | 1989-07-01 | 1989-07-01 | WCDXFER
380 | 577.96 | 620.538 | -42.578 | 2024-12-01 | BH Colorado Electric Oper Co | Regulated Electric (122) | WPC Sub 20310 Canon City Plant | WPC Sub 20310 Canon City Plant | 135300 | Conduit, Not Encsd Steel 3"-4": 1822204000 | 9769342 | CONDUIT-NOT ENCD, STL-3"-4" | 1936-07-01 | 1936-07-01 | WCDXFER
0 | 0 | 0 | 0 | 2024-12-01 | BH Colorado Electric Oper Co | Regulated Electric (122) | WPC Sub 20310 Canon City Plant | WPC Sub 20310 Canon City Plant | 135300 | Conduit, Not Encsd Steel 3"-4": 1822204000 | 9724096 | CONDUIT-NOT ENCD, STL-3"-4" | 1936-07-01 | 1936-07-01 | CPR Conversion
310 | 154.98 | 163.5777 | -8.5977 | 2024-12-01 | BH Colorado Electric Oper Co | Regulated Electric (122) | WPC Sub 20310 Canon City Plant | WPC Sub 20310 Canon City Plant | 135300 | Conduit, Not Encsd Steel Undr 3": 1822202000 | 9769124 | CONDUIT, NOT ENCD-STL-UNDR 3" | 1966-07-01 | 1966-07-01 | WCDXFER
4860 | 1468.05 | 1576.2005 | -108.1505 | 2024-12-01 | BH Colorado Electric Oper Co | Regulated Electric (122) | WPC Sub 20310 Canon City Plant | WPC Sub 20310 Canon City Plant | 135300 | Conduit, Not Encsd Steel Undr 3": 1822202000 | 9769123 | CONDUIT, NOT ENCD-STL-UNDR 3" | 1936-07-01 | 1936-07-01 | WCDXFER
0 | 0 | 0 | 0 | 2024-12-01 | BH Colorado Electric Oper Co | Regulated Electric (122) | WPC Sub 20310 Canon City Plant | WPC Sub 20310 Canon City Plant | 135300 | Conduit, Not Encsd Steel Undr 3": 1822202000 | 9973686 | CONDUIT, NOT ENCD-STL-UNDR 3" | 1966-07-01 | 1966-07-01 | CPR Conversion
0 | 0 | 0 | 0 | 2024-12-01 | BH Colorado Electric Oper Co | Regulated Electric (122) | WPC Sub 20310 Canon City Plant | WPC Sub 20310 Canon City Plant | 135300 | Conduit, Not Encsd Steel Undr 3": 1822202000 | 9973687 | CONDUIT, NOT ENCD-STL-UNDR 3" | 1936-07-01 | 1936-07-01 | CPR Conversion
1 | 55776.76 | 11564.8086 | 44211.9514 | 2024-12-01 | BH Colorado Electric Oper Co | Regulated Electric (122) | WPC Sub 20310 Canon City Plant | WPC Sub 20310 Canon City Plant | 135300 | Control Bldg w/Relay & Ctrl Panels: 1968000000 | 13160271 | RELAY PANEL # 4 | 2014-12-04 | 2014-12-01 | 10049282
1 | 596025.69 | 123580.5566 | 472445.1334 | 2024-12-01 | BH Colorado Electric Oper Co | Regulated Electric (122) | WPC Sub 20310 Canon City Plant | WPC Sub 20310 Canon City Plant | 135300 | Control Bldg w/Relay & Ctrl Panels: 1968000000 | 14981654 | CONTROL BUILDING | 2014-11-26 | 2014-12-01 | 10049283
0 | 0 | 0 | 0 | 2024-12-01 | BH Colorado Electric Oper Co | Regulated Electric (122) | WPC Sub 20310 Canon City Plant | WPC Sub 20310 Canon City Plant | 135300 | Coupling Capacitor- 34.: 1125034000 | 9973703 | CARR CURR EQ-COUPLING CAPACITOR 34.5KV | 1954-07-01 | 1954-07-01 | CPR Conversion
0 | 0 | 0 | 0 | 2024-12-01 | BH Colorado Electric Oper Co | Regulated Electric (122) | WPC Sub 20310 Canon City Plant | WPC Sub 20310 Canon City Plant | 135300 | Coupling Capacitor- 34.: 1125034000 | 9768378 | CARR CURR EQ-COUPLING CAPACITOR 34.5KV | 1954-07-01 | 1954-07-01 | WCDXFER
0 | 0 | 0 | 0 | 2024-12-01 | BH Colorado Electric Oper Co | Regulated Electric (122) | WPC Sub 20310 Canon City Plant | WPC Sub 20310 Canon City Plant | 135300 | Coupling Capacitor- 69kv: 1125069000 | 9973705 | CARR CURR EQ-COUPLING CAPACITOR 69KV | 1953-07-01 | 1953-07-01 | CPR Conversion
0 | 0 | 0 | 0 | 2024-12-01 | BH Colorado Electric Oper Co | Regulated Electric (122) | WPC Sub 20310 Canon City Plant | WPC Sub 20310 Canon City Plant | 135300 | Coupling Capacitor- 69kv: 1125069000 | 9768377 | CARR CURR EQ-COUPLING CAPACITOR 69KV | 1953-07-01 | 1953-07-01 | WCDXFER
0 | 0 | 0 | 0 | 2024-12-01 | BH Colorado Electric Oper Co | Regulated Electric (122) | WPC Sub 20310 Canon City Plant | WPC Sub 20310 Canon City Plant | 135300 | Coupling Capacitor Pt-161kv: 1127161000 | 9768373 | CARR CURR EQ-CPLNG CAP PT-161KV | 1958-07-01 | 1958-07-01 | WCDXFER
0 | 0 | 0 | 0 | 2024-12-01 | BH Colorado Electric Oper Co | Regulated Electric (122) | WPC Sub 20310 Canon City Plant | WPC Sub 20310 Canon City Plant | 135300 | Coupling Capacitor Pt-161kv: 1127161000 | 9973704 | CARR CURR EQ-CPLNG CAP PT-161KV | 1958-07-01 | 1958-07-01 | CPR Conversion
0 | 0 | 0 | 0 | 2024-12-01 | BH Colorado Electric Oper Co | Regulated Electric (122) | WPC Sub 20310 Canon City Plant | WPC Sub 20310 Canon City Plant | 135300 | Coupling Capacitor: 1125000000 | 9973702 | CARR CURR EQ-COUPLING CAPACITOR 161KV | 1959-07-01 | 1959-07-01 | CPR Conversion
0 | 0 | 0 | 0 | 2024-12-01 | BH Colorado Electric Oper Co | Regulated Electric (122) | WPC Sub 20310 Canon City Plant | WPC Sub 20310 Canon City Plant | 135300 | Coupling Capacitor: 1125000000 | 9768375 | CARR CURR EQ-COUPLING CAPACITOR 161KV | 1959-07-01 | 1959-07-01 | WCDXFER
1 | 597.01 | 335.9869 | 261.0231 | 2024-12-01 | BH Colorado Electric Oper Co | Regulated Electric (122) | WPC Sub 20310 Canon City Plant | WPC Sub 20310 Canon City Plant | 135300 | Ctrl Cub-Relay-Feedr-Bus Diff: 1962220000 | 9769339 | CTRL CUB-RELAY-FEEDR-BUS DIFF | 1996-07-01 | 1996-07-01 | WCDXFER
0 | 0 | 0 | 0 | 2024-12-01 | BH Colorado Electric Oper Co | Regulated Electric (122) | WPC Sub 20310 Canon City Plant | WPC Sub 20310 Canon City Plant | 135300 | Ctrl Cub-Relay-Feedr-Bus Diff: 1962220000 | 9861263 | CTRL CUB-RELAY-FEEDR-BUS DIFF | 1996-07-01 | 1996-07-01 | CPR Conversion
1 | 279074.04 | 195633.6984 | 83440.3416 | 2024-12-01 | BH Colorado Electric Oper Co | Regulated Electric (122) | WPC Sub 20310 Canon City Plant | WPC Sub 20310 Canon City Plant | 135300 | Ctrl Cub-Switchgear, Metalclad: 1963000000 | 9769335 | CTRL CUB-SWITCHGEAR, METALCLAD | 1989-07-01 | 1989-07-01 | WCDXFER
0 | 0 | 0 | 0 | 2024-12-01 | BH Colorado Electric Oper Co | Regulated Electric (122) | WPC Sub 20310 Canon City Plant | WPC Sub 20310 Canon City Plant | 135300 | Ctrl Cub-Switchgear, Metalclad: 1963000000 | 9724101 | CTRL CUB-SWITCHGEAR, METALCLAD | 1989-07-01 | 1989-07-01 | CPR Conversion
0 | 0 | 0 | 0 | 2024-12-01 | BH Colorado Electric Oper Co | Regulated Electric (122) | WPC Sub 20310 Canon City Plant | WPC Sub 20310 Canon City Plant | 135300 | Ctrl Cub-Switchgear, Metalclad: 1963000000 | 9861051 | CTRL CUB-SWITCHGEAR, METALCLAD | 1996-07-01 | 1996-07-01 | CPR Conversion
0 | 0 | 0 | 0 | 2024-12-01 | BH Colorado Electric Oper Co | Regulated Electric (122) | WPC Sub 20310 Canon City Plant | WPC Sub 20310 Canon City Plant | 135300 | Ctrl Cub-Switchgear, Metalclad: 1963000000 | 9862053 | CTRL CUB-SWITCHGEAR, METALCLAD | 1997-07-01 | 1997-07-01 | CPR Conversion
2 | 5782.67 | 3254.3867 | 2528.2833 | 2024-12-01 | BH Colorado Electric Oper Co | Regulated Electric (122) | WPC Sub 20310 Canon City Plant | WPC Sub 20310 Canon City Plant | 135300 | Ctrl Cub-Switchgear, Metalclad: 1963000000 | 9769336 | CTRL CUB-SWITCHGEAR, METALCLAD | 1996-07-01 | 1996-07-01 | WCDXFER
1 | 1934.86 | 1050.6985 | 884.1615 | 2024-12-01 | BH Colorado Electric Oper Co | Regulated Electric (122) | WPC Sub 20310 Canon City Plant | WPC Sub 20310 Canon City Plant | 135300 | Ctrl Cub-Switchgear, Metalclad: 1963000000 | 9769337 | CTRL CUB-SWITCHGEAR, METALCLAD | 1997-07-01 | 1997-07-01 | WCDXFER
2 | 59100.56 | 26258.5047 | 32842.0553 | 2024-12-01 | BH Colorado Electric Oper Co | Regulated Electric (122) | WPC Sub 20310 Canon City Plant | WPC Sub 20310 Canon City Plant | 135300 | Curr Tran, 69001-161k,601-1200a: 8750051200 | 9817511 | CURR TRAN, 69001-161K,601-1200A | 2002-08-01 | 2003-01-01 | 10015988
9 | 35381.95 | 15720.2757 | 19661.6743 | 2024-12-01 | BH Colorado Electric Oper Co | Regulated Electric (122) | WPC Sub 20310 Canon City Plant | WPC Sub 20310 Canon City Plant | 135300 | Curr Tran-600&<-100-600: 8750010600 | 9817510 | CURR TRAN-600&<-100-600 | 2002-08-01 | 2003-01-01 | 10015988
9 | 13676.85 | 6076.6536 | 7600.1964 | 2024-12-01 | BH Colorado Electric Oper Co | Regulated Electric (122) | WPC Sub 20310 Canon City Plant | WPC Sub 20310 Canon City Plant | 135300 | Curr Tran-601-15k-100-600: 8750020600 | 9817509 | CURR TRAN-601-15K-100-600 | 2002-08-01 | 2003-01-01 | 10015988
0 | 0 | 0 | 0 | 2024-12-01 | BH Colorado Electric Oper Co | Regulated Electric (122) | WPC Sub 20310 Canon City Plant | WPC Sub 20310 Canon City Plant | 135300 | Estimated Additions: 0010000000 | 12954303 | WNCLARK PROTECTIONS AND CONTORL CUT OVER | 2014-11-26 | 2014-12-01 | 10049283
0 | 0 | 0 | 0 | 2024-12-01 | BH Colorado Electric Oper Co | Regulated Electric (122) | WPC Sub 20310 Canon City Plant | WPC Sub 20310 Canon City Plant | 135300 | Estimated Additions: 0010000000 | 28960925 | Replacing two 115kV breakers at the Canon City substation (Breakers 115-1 and 115-6). The COE electricians will be performing this work. | 2019-11-22 | 2020-02-01 | 10067817
0 | 0 | 0 | 0 | 2024-12-01 | BH Colorado Electric Oper Co | Regulated Electric (122) | WPC Sub 20310 Canon City Plant | WPC Sub 20310 Canon City Plant | 135300 | Estimated Additions: 0010000000 | 30577523 | This WO is for the replacement of 115kV breakers 115-3 and 115-5 at the Canon City substation. | 2020-12-10 | 2020-12-01 | 10069802
0 | 0 | 0 | 0 | 2024-12-01 | BH Colorado Electric Oper Co | Regulated Electric (122) | WPC Sub 20310 Canon City Plant | WPC Sub 20310 Canon City Plant | 135300 | Estimated Additions: 0010000000 | 12954300 | CANON CITY 115KV CAPACITOR BANK | 2014-12-04 | 2014-12-01 | 10049282
0 | 0 | 0 | 0 | 2024-12-01 | BH Colorado Electric Oper Co | Regulated Electric (122) | WPC Sub 20310 Canon City Plant | WPC Sub 20310 Canon City Plant | 135300 | Estimated Additions: 0010000000 | 28830373 | Replace existing door and/or locking mechanisms for Canon City Substation to allow for compliance with NERC CIP Low Impact Standards | 2019-12-16 | 2020-01-01 | 10068562
0 | 0 | 0 | 0 | 2024-12-01 | BH Colorado Electric Oper Co | Regulated Electric (122) | WPC Sub 20310 Canon City Plant | WPC Sub 20310 Canon City Plant | 135300 | Estimated Additions: 0010000000 | 34097644 | This WO is for the replacement of Breakers 115-2 and 115-4 at the Canon City substation. | 2021-05-20 | 2021-11-01 | 10075506
0 | 0 | 0 | 0 | 2024-12-01 | BH Colorado Electric Oper Co | Regulated Electric (122) | WPC Sub 20310 Canon City Plant | WPC Sub 20310 Canon City Plant | 135300 | Estimated Additions: 0010000000 | 11848191 | CANON CITY 10.8MVAR CAP BANK-DESIGN PROCUREMENT AND CONSTRUCTION OF A 10.8 MVAR CAPACITOR BANK TO BE INSTALLED AT THE CANON CITY SUBSTATION. 03-21-2012 GV | 2012-12-17 | 2013-04-01 | 10044702
0 | 0 | 0 | 0 | 2024-12-01 | BH Colorado Electric Oper Co | Regulated Electric (122) | WPC Sub 20310 Canon City Plant | WPC Sub 20310 Canon City Plant | 135300 | Estimated Additions: 0010000000 | 33035677 | This WO is for the replacement of 115kV breakers 115-3 and 115-5 at the Canon City substation. | 2020-12-10 | 2021-04-01 | 10069802
0 | 0 | 0 | 0 | 2024-12-01 | BH Colorado Electric Oper Co | Regulated Electric (122) | WPC Sub 20310 Canon City Plant | WPC Sub 20310 Canon City Plant | 135300 | Estimated Additions: 0010000000 | 28413210 | Replace existing door and/or locking mechanisms for Canon City Substation to allow for compliance with NERC CIP Low Impact Standards | 2019-12-16 | 2019-12-01 | 10068562
0 | 0 | 0 | 0 | 2024-12-01 | BH Colorado Electric Oper Co | Regulated Electric (122) | WPC Sub 20310 Canon City Plant | WPC Sub 20310 Canon City Plant | 135300 | Estimated Additions: 0010000000 | 34218354 | Install test switches on lockout relays at Canon City sub to aid in NERC testing. | 2021-12-08 | 2021-12-01 | 10075424
0 | 0 | 0 | 0 | 2024-12-01 | BH Colorado Electric Oper Co | Regulated Electric (122) | WPC Sub 20310 Canon City Plant | WPC Sub 20310 Canon City Plant | 135300 | Estimated Additions: 0010000000 | 11766930 | CANON CITY 10.8MVAR CAP BANK-DESIGN PROCUREMENT AND CONSTRUCTION OF A 10.8 MVAR CAPACITOR BANK TO BE INSTALLED AT THE CANON CITY SUBSTATION. 03-21-2012 GV | 2012-12-17 | 2013-01-01 | 10044702
0 | 0 | 0 | 0 | 2024-12-01 | BH Colorado Electric Oper Co | Regulated Electric (122) | WPC Sub 20310 Canon City Plant | WPC Sub 20310 Canon City Plant | 135300 | Estimated Additions: 0010000000 | 34073878 | This WO is for the replacement of Breakers 115-2 and 115-4 at the Canon City substation. | 2021-05-20 | 2021-05-01 | 10075506
0 | 0 | 0 | 0 | 2024-12-01 | BH Colorado Electric Oper Co | Regulated Electric (122) | WPC Sub 20310 Canon City Plant | WPC Sub 20310 Canon City Plant | 135300 | Estimated Additions: 0010000000 | 13207814 | WNCLARK PROTECTIONS AND CONTORL CUT OVER | 2014-11-26 | 2015-04-01 | 10049283
0 | 0 | 0 | 0 | 2024-12-01 | BH Colorado Electric Oper Co | Regulated Electric (122) | WPC Sub 20310 Canon City Plant | WPC Sub 20310 Canon City Plant | 135300 | Estimated Additions: 0010000000 | 34823005 | Install test switches on lockout relays at Canon City sub to aid in NERC testing. | 2021-12-08 | 2022-01-01 | 10075424
1 | 0 | 0 | 0 | 2024-12-01 | BH Colorado Electric Oper Co | Regulated Electric (122) | WPC Sub 20310 Canon City Plant | WPC Sub 20310 Canon City Plant | 135300 | Estimated Additions: 0010000000 | 9819613 | Canon Unit Replace Batteries | 2005-07-07 | 2005-07-01 | 10021244
0 | 0 | 0 | 0 | 2024-12-01 | BH Colorado Electric Oper Co | Regulated Electric (122) | WPC Sub 20310 Canon City Plant | WPC Sub 20310 Canon City Plant | 135300 | Estimated Additions: 0010000000 | 9876572 | Repl 4 Sets of HZM Relays-CC | 1998-12-14 | 1999-03-01 | 10002685
0 | 0 | 0 | 0 | 2024-12-01 | BH Colorado Electric Oper Co | Regulated Electric (122) | WPC Sub 20310 Canon City Plant | WPC Sub 20310 Canon City Plant | 135300 | Estimated Additions: 0010000000 | 14696712 | WNCLARK PROTECTIONS AND CONTORL CUT OVER | 2014-11-26 | 2016-04-01 | 10049283
0 | 0 | 0 | 0 | 2024-12-01 | BH Colorado Electric Oper Co | Regulated Electric (122) | WPC Sub 20310 Canon City Plant | WPC Sub 20310 Canon City Plant | 135300 | Estimated Additions: 0010000000 | 9871424 | Repl 4 Sets of HZM Relays-CC | 1998-12-14 | 1998-12-01 | 10002685
0 | 0 | 0 | 0 | 2024-12-01 | BH Colorado Electric Oper Co | Regulated Electric (122) | WPC Sub 20310 Canon City Plant | WPC Sub 20310 Canon City Plant | 135300 | Estimated Additions: 0010000000 | 11007898 | REPLACE STATION BATTERIES | 2011-08-08 | 2011-08-01 | 10042352
0 | 0 | 0 | 0 | 2024-12-01 | BH Colorado Electric Oper Co | Regulated Electric (122) | WPC Sub 20310 Canon City Plant | WPC Sub 20310 Canon City Plant | 135300 | Estimated Additions: 0010000000 | 32855207 | This WO is for the replacement of 115kV breakers 115-3 and 115-5 at the Canon City substation. | 2020-12-10 | 2021-03-01 | 10069802
0 | 0 | 0 | 0 | 2024-12-01 | BH Colorado Electric Oper Co | Regulated Electric (122) | WPC Sub 20310 Canon City Plant | WPC Sub 20310 Canon City Plant | 135300 | Estimated Additions: 0010000000 | 21270131 | Replace battery charger at Canon City Plant. | 2017-09-12 | 2018-03-01 | 10057847
0 | 0 | 0 | 0 | 2024-12-01 | BH Colorado Electric Oper Co | Regulated Electric (122) | WPC Sub 20310 Canon City Plant | WPC Sub 20310 Canon City Plant | 135300 | Estimated Additions: 0010000000 | 29646574 | Replace existing door and/or locking mechanisms for Canon City Substation to allow for compliance with NERC CIP Low Impact Standards | 2019-12-16 | 2020-07-01 | 10068562
0 | 0 | 0 | 0 | 2024-12-01 | BH Colorado Electric Oper Co | Regulated Electric (122) | WPC Sub 20310 Canon City Plant | WPC Sub 20310 Canon City Plant | 135300 | Estimated Additions: 0010000000 | 9748729 | Security Canon City Trans Sub | 2005-07-07 | 2006-10-01 | 10017405
0 | 0 | 0 | 0 | 2024-12-01 | BH Colorado Electric Oper Co | Regulated Electric (122) | WPC Sub 20310 Canon City Plant | WPC Sub 20310 Canon City Plant | 135300 | Estimated Additions: 0010000000 | 9995430 | Security Canon City Trans Sub | 2005-07-07 | 2005-11-01 | 10017405
0 | 0 | 0 | 0 | 2024-12-01 | BH Colorado Electric Oper Co | Regulated Electric (122) | WPC Sub 20310 Canon City Plant | WPC Sub 20310 Canon City Plant | 135300 | Estimated Additions: 0010000000 | 29101033 | Replacing two 115kV breakers at the Canon City substation (Breakers 115-1 and 115-6). The COE electricians will be performing this work. | 2019-11-22 | 2020-03-01 | 10067817
0 | 0 | 0 | 0 | 2024-12-01 | BH Colorado Electric Oper Co | Regulated Electric (122) | WPC Sub 20310 Canon City Plant | WPC Sub 20310 Canon City Plant | 135300 | Estimated Additions: 0010000000 | 9816088 | Rpl UdrRated Eqpmnt Canon Plan | 2002-08-01 | 2003-11-01 | 10015988
0 | 0 | 0 | 0 | 2024-12-01 | BH Colorado Electric Oper Co | Regulated Electric (122) | WPC Sub 20310 Canon City Plant | WPC Sub 20310 Canon City Plant | 135300 | Estimated Additions: 0010000000 | 28226006 | Replacing two 115kV breakers at the Canon City substation (Breakers 115-1 and 115-6). The COE electricians will be performing this work. | 2017-11-22 | 2019-11-01 | 10067817
0 | 0 | 0 | 0 | 2024-12-01 | BH Colorado Electric Oper Co | Regulated Electric (122) | WPC Sub 20310 Canon City Plant | WPC Sub 20310 Canon City Plant | 135300 | Estimated Additions: 0010000000 | 28830320 | Replacing two 115kV breakers at the Canon City substation (Breakers 115-1 and 115-6). The COE electricians will be performing this work. | 2019-11-22 | 2020-01-01 | 10067817
1 | 38882.22 | 8061.878 | 30820.342 | 2024-12-01 | BH Colorado Electric Oper Co | Regulated Electric (122) | WPC Sub 20310 Canon City Plant | WPC Sub 20310 Canon City Plant | 135300 | Fence: 3220000000 | 14981651 | Fence | 2014-11-26 | 2014-12-01 | 10049283
0 | 0 | 0 | 0 | 2024-12-01 | BH Colorado Electric Oper Co | Regulated Electric (122) | WPC Sub 20310 Canon City Plant | WPC Sub 20310 Canon City Plant | 135300 | Fence: 3220000000 | 9973760 | FENCES, CHAIN LINK | 1959-07-01 | 1959-07-01 | CPR Conversion
0 | 0 | 0 | 0 | 2024-12-01 | BH Colorado Electric Oper Co | Regulated Electric (122) | WPC Sub 20310 Canon City Plant | WPC Sub 20310 Canon City Plant | 135300 | Fence: 3220000000 | 9973762 | FENCES, CHAIN LINK | 1936-07-01 | 1936-07-01 | CPR Conversion
515 | 21797.99 | 15280.6094 | 6517.3806 | 2024-12-01 | BH Colorado Electric Oper Co | Regulated Electric (122) | WPC Sub 20310 Canon City Plant | WPC Sub 20310 Canon City Plant | 135300 | Fence: 3220000000 | 9769332 | FENCE | 1989-07-01 | 1989-07-01 | WCDXFER
0 | 0 | 0 | 0 | 2024-12-01 | BH Colorado Electric Oper Co | Regulated Electric (122) | WPC Sub 20310 Canon City Plant | WPC Sub 20310 Canon City Plant | 135300 | Fence: 3220000000 | 9769330 | FENCES, CHAIN LINK | 1938-07-01 | 1938-07-01 | WCDXFER
311 | 1039.24 | 1101.305 | -62.065 | 2024-12-01 | BH Colorado Electric Oper Co | Regulated Electric (122) | WPC Sub 20310 Canon City Plant | WPC Sub 20310 Canon City Plant | 135300 | Fence: 3220000000 | 9769331 | FENCES, CHAIN LINK | 1959-07-01 | 1959-07-01 | WCDXFER
0 | 0 | 0 | 0 | 2024-12-01 | BH Colorado Electric Oper Co | Regulated Electric (122) | WPC Sub 20310 Canon City Plant | WPC Sub 20310 Canon City Plant | 135300 | Fence: 3220000000 | 9769329 | FENCES, CHAIN LINK | 1936-07-01 | 1936-07-01 | WCDXFER
0 | 0 | 0 | 0 | 2024-12-01 | BH Colorado Electric Oper Co | Regulated Electric (122) | WPC Sub 20310 Canon City Plant | WPC Sub 20310 Canon City Plant | 135300 | Fence: 3220000000 | 9973761 | FENCES, CHAIN LINK | 1938-07-01 | 1938-07-01 | CPR Conversion
0 | 0 | 0 | 0 | 2024-12-01 | BH Colorado Electric Oper Co | Regulated Electric (122) | WPC Sub 20310 Canon City Plant | WPC Sub 20310 Canon City Plant | 135300 | Fence: 3220000000 | 9973763 | FENCE | 1989-07-01 | 1989-07-01 | CPR Conversion
1 | 3517.74 | 2465.971 | 1051.769 | 2024-12-01 | BH Colorado Electric Oper Co | Regulated Electric (122) | WPC Sub 20310 Canon City Plant | WPC Sub 20310 Canon City Plant | 135300 | Foundation: 6210000000 | 9778044 | FOUNDATION | 1989-07-01 | 1989-07-01 | WCDXFER
0 | 0 | 0 | 0 | 2024-12-01 | BH Colorado Electric Oper Co | Regulated Electric (122) | WPC Sub 20310 Canon City Plant | WPC Sub 20310 Canon City Plant | 135300 | Foundation: 6210000000 | 9973759 | FOUNDATION | 1989-07-01 | 1989-07-01 | CPR Conversion
2 | 188708.73 | 132286.7106 | 56422.0194 | 2024-12-01 | BH Colorado Electric Oper Co | Regulated Electric (122) | WPC Sub 20310 Canon City Plant | WPC Sub 20310 Canon City Plant | 135300 | Gas Breaker Bushing- 69 Kv: 6215069000 | 9778084 | GAS BREAKER BUSHING- 69 KV | 1989-07-01 | 1989-07-01 | WCDXFER
0 | 0 | 0 | 0 | 2024-12-01 | BH Colorado Electric Oper Co | Regulated Electric (122) | WPC Sub 20310 Canon City Plant | WPC Sub 20310 Canon City Plant | 135300 | Gas Breaker Bushing- 69 Kv: 6215069000 | 9973697 | GAS BREAKER BUSHING- 69 KV | 1989-07-01 | 1989-07-01 | CPR Conversion
0 | 0 | 0 | 0 | 2024-12-01 | BH Colorado Electric Oper Co | Regulated Electric (122) | WPC Sub 20310 Canon City Plant | WPC Sub 20310 Canon City Plant | 135300 | Grounding Systems, Station: 3920000000 | 9973757 | GROUNDING SYSTEMS, STATION | 1989-07-01 | 1989-07-01 | CPR Conversion
2 | 8606.34 | 6033.1306 | 2573.2094 | 2024-12-01 | BH Colorado Electric Oper Co | Regulated Electric (122) | WPC Sub 20310 Canon City Plant | WPC Sub 20310 Canon City Plant | 135300 | Grounding Systems, Station: 3920000000 | 9769357 | GROUNDING SYSTEMS, STATION | 1989-07-01 | 1989-07-01 | WCDXFER
0 | 0 | 0 | 0 | 2024-12-01 | BH Colorado Electric Oper Co | Regulated Electric (122) | WPC Sub 20310 Canon City Plant | WPC Sub 20310 Canon City Plant | 135300 | Line Tuner: 1129000000 | 9973706 | CARR CURR EQ-LINE TUNER | 1959-07-01 | 1959-07-01 | CPR Conversion
0 | 0 | 0 | 0 | 2024-12-01 | BH Colorado Electric Oper Co | Regulated Electric (122) | WPC Sub 20310 Canon City Plant | WPC Sub 20310 Canon City Plant | 135300 | Line Tuner: 1129000000 | 9769138 | CARR CURR EQ-LINE TUNER | 1959-07-01 | 1959-07-01 | WCDXFER
0 | 0 | 0 | 0 | 2024-12-01 | BH Colorado Electric Oper Co | Regulated Electric (122) | WPC Sub 20310 Canon City Plant | WPC Sub 20310 Canon City Plant | 135300 | Low Prof- Switch Stand - High: 7841080000 | 9973740 | LOW PROF- SWITCH STAND - HIGH | 1989-07-01 | 1989-07-01 | CPR Conversion
1 | 26913.24 | 18866.4509 | 8046.7891 | 2024-12-01 | BH Colorado Electric Oper Co | Regulated Electric (122) | WPC Sub 20310 Canon City Plant | WPC Sub 20310 Canon City Plant | 135300 | Low Prof- Switch Stand - High: 7841080000 | 9781399 | LOW PROF- SWITCH STAND - HIGH | 1989-07-01 | 1989-07-01 | WCDXFER
0 | 11772.82 | 12540.1652 | -767.3452 | 2024-12-01 | BH Colorado Electric Oper Co | Regulated Electric (122) | WPC Sub 20310 Canon City Plant | WPC Sub 20310 Canon City Plant | 135300 | Low Prof-Curr/Pot Trans/Reac Stand: 7841020000 | 9781414 | STRUC/OUTDR-LOW-CURR/POT TRANS | 1950-07-01 | 1950-07-01 | WCDXFER
0 | 0 | 0 | 0 | 2024-12-01 | BH Colorado Electric Oper Co | Regulated Electric (122) | WPC Sub 20310 Canon City Plant | WPC Sub 20310 Canon City Plant | 135300 | Low Prof-Curr/Pot Trans/Reac Stand: 7841020000 | 9973743 | LOW PROF-CURR/POT TRANS/REAC STAND | 1966-07-01 | 1966-07-01 | CPR Conversion
0 | 0 | 0 | 0 | 2024-12-01 | BH Colorado Electric Oper Co | Regulated Electric (122) | WPC Sub 20310 Canon City Plant | WPC Sub 20310 Canon City Plant | 135300 | Low Prof-Curr/Pot Trans/Reac Stand: 7841020000 | 9973742 | STRUC/OUTDR-LOW-CURR/POT TRANS | 1950-07-01 | 1950-07-01 | CPR Conversion
1 | 225.8 | 238.3265 | -12.5265 | 2024-12-01 | BH Colorado Electric Oper Co | Regulated Electric (122) | WPC Sub 20310 Canon City Plant | WPC Sub 20310 Canon City Plant | 135300 | Low Prof-Curr/Pot Trans/Reac Stand: 7841020000 | 9781415 | LOW PROF-CURR/POT TRANS/REAC STAND | 1966-07-01 | 1966-07-01 | WCDXFER
0 | 0 | 0 | 0 | 2024-12-01 | BH Colorado Electric Oper Co | Regulated Electric (122) | WPC Sub 20310 Canon City Plant | WPC Sub 20310 Canon City Plant | 135300 | Low Profile Struct-Bus Support-1ph: 7841010000 | 9973741 | LOW PROFILE STRUCT-BUS SUPPORT-1PH | 1989-07-01 | 1989-07-01 | CPR Conversion
1 | 113660.96 | 79677.4718 | 33983.4882 | 2024-12-01 | BH Colorado Electric Oper Co | Regulated Electric (122) | WPC Sub 20310 Canon City Plant | WPC Sub 20310 Canon City Plant | 135300 | Low Profile Struct-Bus Support-1ph: 7841010000 | 9780233 | LOW PROFILE STRUCT-BUS SUPPORT-1PH | 1989-07-01 | 1989-07-01 | WCDXFER
1 | 18850.04 | 19975.7932 | -1125.7532 | 2024-12-01 | BH Colorado Electric Oper Co | Regulated Electric (122) | WPC Sub 20310 Canon City Plant | WPC Sub 20310 Canon City Plant | 135300 | Low Profile Struct-Bus Support-1ph: 7841010000 | 9780232 | LOW PROFILE STRUCT-BUS SUPPORT-1PH | 1959-07-01 | 1959-07-01 | WCDXFER
0 | 0 | 0 | 0 | 2024-12-01 | BH Colorado Electric Oper Co | Regulated Electric (122) | WPC Sub 20310 Canon City Plant | WPC Sub 20310 Canon City Plant | 135300 | Low Profile Struct-Bus Support-1ph: 7841010000 | 9973744 | LOW PROFILE STRUCT-BUS SUPPORT-1PH | 1959-07-01 | 1959-07-01 | CPR Conversion
5 | 26115.54 | 18307.2552 | 7808.2848 | 2024-12-01 | BH Colorado Electric Oper Co | Regulated Electric (122) | WPC Sub 20310 Canon City Plant | WPC Sub 20310 Canon City Plant | 135300 | Low Profile Structure-Foundation: 7841000000 | 9780238 | LOW PROFILE STRUCTURE-FOUNDATION | 1989-07-01 | 1989-07-01 | WCDXFER
0 | 0 | 0 | 0 | 2024-12-01 | BH Colorado Electric Oper Co | Regulated Electric (122) | WPC Sub 20310 Canon City Plant | WPC Sub 20310 Canon City Plant | 135300 | Low Profile Structure-Foundation: 7841000000 | 9973758 | LOW PROFILE STRUCTURE-FOUNDATION | 1989-07-01 | 1989-07-01 | CPR Conversion
0 | 0 | 0 | 0 | 2024-12-01 | BH Colorado Electric Oper Co | Regulated Electric (122) | WPC Sub 20310 Canon City Plant | WPC Sub 20310 Canon City Plant | 135300 | Other Low Profile Structure: 7841990000 | 9973745 | STRUC/OUTDR-LOW-OTHER | 1959-07-01 | 1959-07-01 | CPR Conversion
1 | 4566.61 | 4853.1825 | -286.5725 | 2024-12-01 | BH Colorado Electric Oper Co | Regulated Electric (122) | WPC Sub 20310 Canon City Plant | WPC Sub 20310 Canon City Plant | 135300 | Other Low Profile Structure: 7841990000 | 9785428 | STRUC/OUTDR-LOW-OTHER | 1954-07-01 | 1954-07-01 | WCDXFER
0 | 0 | 0 | 0 | 2024-12-01 | BH Colorado Electric Oper Co | Regulated Electric (122) | WPC Sub 20310 Canon City Plant | WPC Sub 20310 Canon City Plant | 135300 | Other Low Profile Structure: 7841990000 | 9973747 | OTHER LOW PROFILE STRUCTURE | 1936-07-01 | 1936-07-01 | CPR Conversion
1 | 780.08 | 826.6676 | -46.5876 | 2024-12-01 | BH Colorado Electric Oper Co | Regulated Electric (122) | WPC Sub 20310 Canon City Plant | WPC Sub 20310 Canon City Plant | 135300 | Other Low Profile Structure: 7841990000 | 9785429 | STRUC/OUTDR-LOW-OTHER | 1959-07-01 | 1959-07-01 | WCDXFER
0 | 0 | 0 | 0 | 2024-12-01 | BH Colorado Electric Oper Co | Regulated Electric (122) | WPC Sub 20310 Canon City Plant | WPC Sub 20310 Canon City Plant | 135300 | Other Low Profile Structure: 7841990000 | 9973746 | STRUC/OUTDR-LOW-OTHER | 1954-07-01 | 1954-07-01 | CPR Conversion
1 | 5956.44 | 6395.2478 | -438.8078 | 2024-12-01 | BH Colorado Electric Oper Co | Regulated Electric (122) | WPC Sub 20310 Canon City Plant | WPC Sub 20310 Canon City Plant | 135300 | Other Low Profile Structure: 7841990000 | 9785430 | OTHER LOW PROFILE STRUCTURE | 1936-07-01 | 1936-07-01 | WCDXFER
0 | 0 | 0 | 0 | 2024-12-01 | BH Colorado Electric Oper Co | Regulated Electric (122) | WPC Sub 20310 Canon City Plant | WPC Sub 20310 Canon City Plant | 135300 | Panel - Line: 5950300000 | 9973771 | LINE PANEL | 1936-07-01 | 1936-07-01 | CPR Conversion
0 | 0 | 0 | 0 | 2024-12-01 | BH Colorado Electric Oper Co | Regulated Electric (122) | WPC Sub 20310 Canon City Plant | WPC Sub 20310 Canon City Plant | 135300 | Panel - Line: 5950300000 | 9769414 | LINE PANEL | 1936-07-01 | 1936-07-01 | WCDXFER
0 | 0 | 0 | 0 | 2024-12-01 | BH Colorado Electric Oper Co | Regulated Electric (122) | WPC Sub 20310 Canon City Plant | WPC Sub 20310 Canon City Plant | 135300 | Panel - Other: 5950900000 | 9769408 | OTHER PANELS | 1979-07-01 | 1979-07-01 | WCDXFER
0 | 0 | 0 | 0 | 2024-12-01 | BH Colorado Electric Oper Co | Regulated Electric (122) | WPC Sub 20310 Canon City Plant | WPC Sub 20310 Canon City Plant | 135300 | Panel - Other: 5950900000 | 9973770 | OTHER PANELS | 1957-07-01 | 1957-07-01 | CPR Conversion
0 | 0 | 0 | 0 | 2024-12-01 | BH Colorado Electric Oper Co | Regulated Electric (122) | WPC Sub 20310 Canon City Plant | WPC Sub 20310 Canon City Plant | 135300 | Panel - Other: 5950900000 | 9769407 | OTHER PANELS | 1957-07-01 | 1957-07-01 | WCDXFER
0 | 0 | 0 | 0 | 2024-12-01 | BH Colorado Electric Oper Co | Regulated Electric (122) | WPC Sub 20310 Canon City Plant | WPC Sub 20310 Canon City Plant | 135300 | Panel - Other: 5950900000 | 9973772 | OTHER PANELS | 1979-07-01 | 1979-07-01 | CPR Conversion
2 | 8764.77 | 951.917 | 7812.853 | 2024-12-01 | BH Colorado Electric Oper Co | Regulated Electric (122) | WPC Sub 20310 Canon City Plant | WPC Sub 20310 Canon City Plant | 135300 | Platform: | 30153753 | Platform | 2019-11-22 | 2019-11-01 | 10067817
1 | 180882.47 | 37504.3504 | 143378.1196 | 2024-12-01 | BH Colorado Electric Oper Co | Regulated Electric (122) | WPC Sub 20310 Canon City Plant | WPC Sub 20310 Canon City Plant | 135300 | Pwr Crct Bkr- 4160v,3000a: 6213500000 | 13160265 | POWER CIRCUIT BREAKER-TYPE 145 PMI IPO | 2014-12-04 | 2014-01-01 | 10049282
0 | 0 | 0 | 0 | 2024-12-01 | BH Colorado Electric Oper Co | Regulated Electric (122) | WPC Sub 20310 Canon City Plant | WPC Sub 20310 Canon City Plant | 135300 | Pwr Trfrmr Nbr Xxxxxx Foundation: 9101XXXXXX | 9870131 | TRANSF, PWR, FOUNDATION | 1979-07-01 | 1979-07-01 | CPR Conversion
0 | 0 | 0 | 0 | 2024-12-01 | BH Colorado Electric Oper Co | Regulated Electric (122) | WPC Sub 20310 Canon City Plant | WPC Sub 20310 Canon City Plant | 135300 | Pwr Trfrmr Nbr Xxxxxx Foundation: 9101XXXXXX | 9718854 | TRANSF, PWR, FOUNDATION | 1989-07-01 | 1989-07-01 | CPR Conversion
1 | 4655.42 | 3263.4961 | 1391.9239 | 2024-12-01 | BH Colorado Electric Oper Co | Regulated Electric (122) | WPC Sub 20310 Canon City Plant | WPC Sub 20310 Canon City Plant | 135300 | Pwr Trfrmr Nbr Xxxxxx Foundation: 9101XXXXXX | 9805273 | TRANSF, PWR, FOUNDATION-00000-TRANSF, PWR, FOUNDATION | 1989-07-01 | 1989-07-01 | WCDXFER
1 | 552.07 | 586.7145 | -34.6445 | 2024-12-01 | BH Colorado Electric Oper Co | Regulated Electric (122) | WPC Sub 20310 Canon City Plant | WPC Sub 20310 Canon City Plant | 135300 | Pwr Trfrmr Nbr Xxxxxx Foundation: 9101XXXXXX | 9805275 | TRANSF, PWR, FOUNDATION-00000-TRANSF, PWR, FOUNDATION | 1954-07-01 | 1954-07-01 | WCDXFER
0 | 0 | 0 | 0 | 2024-12-01 | BH Colorado Electric Oper Co | Regulated Electric (122) | WPC Sub 20310 Canon City Plant | WPC Sub 20310 Canon City Plant | 135300 | Pwr Trfrmr Nbr Xxxxxx Foundation: 9101XXXXXX | 9870132 | TRANSF, PWR, FOUNDATION | 1969-07-01 | 1969-07-01 | CPR Conversion
0 | 0 | 0 | 0 | 2024-12-01 | BH Colorado Electric Oper Co | Regulated Electric (122) | WPC Sub 20310 Canon City Plant | WPC Sub 20310 Canon City Plant | 135300 | Pwr Trfrmr Nbr Xxxxxx Foundation: 9101XXXXXX | 9805274 | TRANSF, PWR, FOUNDATION-00000-TRANSF, PWR, FOUNDATION | 1979-07-01 | 1979-07-01 | WCDXFER
1 | 41.03 | 43.2316 | -2.2016 | 2024-12-01 | BH Colorado Electric Oper Co | Regulated Electric (122) | WPC Sub 20310 Canon City Plant | WPC Sub 20310 Canon City Plant | 135300 | Pwr Trfrmr Nbr Xxxxxx Foundation: 9101XXXXXX | 9805276 | TRANSF, PWR, FOUNDATION-00000-TRANSF, PWR, FOUNDATION | 1969-07-01 | 1969-07-01 | WCDXFER
0 | 0 | 0 | 0 | 2024-12-01 | BH Colorado Electric Oper Co | Regulated Electric (122) | WPC Sub 20310 Canon City Plant | WPC Sub 20310 Canon City Plant | 135300 | Pwr Trfrmr Nbr Xxxxxx Foundation: 9101XXXXXX | 9870133 | TRANSF, PWR, FOUNDATION | 1954-07-01 | 1954-07-01 | CPR Conversion
7 | 1799.28 | 1906.7358 | -107.4558 | 2024-12-01 | BH Colorado Electric Oper Co | Regulated Electric (122) | WPC Sub 20310 Canon City Plant | WPC Sub 20310 Canon City Plant | 135300 | Pwr Trfrmr Nbr Xxxxxx Foundation: 9101XXXXXX | 9708206 | TRANSF, PWR, FOUNDATION-00000-TRANSF, PWR, FOUNDATION | 1959-07-01 | 1959-07-01 | WCDXFER
0 | 0 | 0 | 0 | 2024-12-01 | BH Colorado Electric Oper Co | Regulated Electric (122) | WPC Sub 20310 Canon City Plant | WPC Sub 20310 Canon City Plant | 135300 | Pwr Trfrmr Nbr Xxxxxx Foundation: 9101XXXXXX | 9870134 | TRANSF, PWR, FOUNDATION | 1959-07-01 | 1959-07-01 | CPR Conversion
1 | 374067.66 | 262225.1778 | 111842.4822 | 2024-12-01 | BH Colorado Electric Oper Co | Regulated Electric (122) | WPC Sub 20310 Canon City Plant | WPC Sub 20310 Canon City Plant | 135300 | Pwr Trfrmr Nbr Xxxxxxx: 9105XXXXXX | 9821670 | TX.-POWER-08005-TX.-POWER | 1989-07-01 | 1989-07-01 | WCDXFER
0 | 0 | 0 | 0 | 2024-12-01 | BH Colorado Electric Oper Co | Regulated Electric (122) | WPC Sub 20310 Canon City Plant | WPC Sub 20310 Canon City Plant | 135300 | Pwr Trfrmr Nbr Xxxxxxx: 9105XXXXXX | 9805265 | TX.-POWER-08008-TX.-POWER | 1959-07-01 | 1959-07-01 | WCDXFER
0 | 0 | 0 | 0 | 2024-12-01 | BH Colorado Electric Oper Co | Regulated Electric (122) | WPC Sub 20310 Canon City Plant | WPC Sub 20310 Canon City Plant | 135300 | Pwr Trfrmr Nbr Xxxxxxx: 9105XXXXXX | 9870125 | TX.-POWER | 1979-07-01 | 1979-07-01 | CPR Conversion
1 | 278110.29 | 249875.877 | 28234.413 | 2024-12-01 | BH Colorado Electric Oper Co | Regulated Electric (122) | WPC Sub 20310 Canon City Plant | WPC Sub 20310 Canon City Plant | 135300 | Pwr Trfrmr Nbr Xxxxxxx: 9105XXXXXX | 9821671 | TX.-POWER-08006-TX.-POWER | 1979-07-01 | 1979-07-01 | WCDXFER
0 | 0 | 0 | 0 | 2024-12-01 | BH Colorado Electric Oper Co | Regulated Electric (122) | WPC Sub 20310 Canon City Plant | WPC Sub 20310 Canon City Plant | 135300 | Pwr Trfrmr Nbr Xxxxxxx: 9105XXXXXX | 9821672 | TX.-POWER-08004-TX.-POWER | 1925-07-01 | 1925-07-01 | WCDXFER
0 | 0 | 0 | 0 | 2024-12-01 | BH Colorado Electric Oper Co | Regulated Electric (122) | WPC Sub 20310 Canon City Plant | WPC Sub 20310 Canon City Plant | 135300 | Pwr Trfrmr Nbr Xxxxxxx: 9105XXXXXX | 9704829 | TX.-POWER | 1954-07-01 | 1954-07-01 | CPR Conversion
0 | 0 | 0 | 0 | 2024-12-01 | BH Colorado Electric Oper Co | Regulated Electric (122) | WPC Sub 20310 Canon City Plant | WPC Sub 20310 Canon City Plant | 135300 | Pwr Trfrmr Nbr Xxxxxxx: 9105XXXXXX | 9870126 | TX.-POWER | 1989-07-01 | 1989-07-01 | CPR Conversion
0 | 0 | 0 | 0 | 2024-12-01 | BH Colorado Electric Oper Co | Regulated Electric (122) | WPC Sub 20310 Canon City Plant | WPC Sub 20310 Canon City Plant | 135300 | Pwr Trfrmr Nbr Xxxxxxx: 9105XXXXXX | 9805266 | TX.-POWER-08001-TX.-POWER | 1973-07-01 | 1973-07-01 | WCDXFER
0 | 0 | 0 | 0 | 2024-12-01 | BH Colorado Electric Oper Co | Regulated Electric (122) | WPC Sub 20310 Canon City Plant | WPC Sub 20310 Canon City Plant | 135300 | Pwr Trfrmr Nbr Xxxxxxx: 9105XXXXXX | 9715189 | TX.-POWER-08001-TX.-POWER | 1950-07-01 | 1950-07-01 | WCDXFER
0 | 0 | 0 | 0 | 2024-12-01 | BH Colorado Electric Oper Co | Regulated Electric (122) | WPC Sub 20310 Canon City Plant | WPC Sub 20310 Canon City Plant | 135300 | Pwr Trfrmr Nbr Xxxxxxx: 9105XXXXXX | 9870127 | TX.-POWER | 1925-07-01 | 1925-07-01 | CPR Conversion
0 | 0 | 0 | 0 | 2024-12-01 | BH Colorado Electric Oper Co | Regulated Electric (122) | WPC Sub 20310 Canon City Plant | WPC Sub 20310 Canon City Plant | 135300 | Pwr Trfrmr Nbr Xxxxxxx: 9105XXXXXX | 9805264 | TX.-POWER-08007-TX.-POWER | 1954-07-01 | 1954-07-01 | WCDXFER
0 | 0 | 0 | 0 | 2024-12-01 | BH Colorado Electric Oper Co | Regulated Electric (122) | WPC Sub 20310 Canon City Plant | WPC Sub 20310 Canon City Plant | 135300 | Pwr Trfrmr Nbr Xxxxxxx: 9105XXXXXX | 9870130 | TRANSF, PWR, TRANSF 080 | 1950-07-01 | 1950-07-01 | CPR Conversion
0 | 0 | 0 | 0 | 2024-12-01 | BH Colorado Electric Oper Co | Regulated Electric (122) | WPC Sub 20310 Canon City Plant | WPC Sub 20310 Canon City Plant | 135300 | Pwr Trfrmr Nbr Xxxxxxx: 9105XXXXXX | 9870128 | TX.-POWER | 1973-07-01 | 1973-07-01 | CPR Conversion
0 | 0 | 0 | 0 | 2024-12-01 | BH Colorado Electric Oper Co | Regulated Electric (122) | WPC Sub 20310 Canon City Plant | WPC Sub 20310 Canon City Plant | 135300 | Pwr Trfrmr Nbr Xxxxxxx: 9105XXXXXX | 9805267 | TRANSF, PWR, TRANSF 080-08000-TRANSF, PWR, TRANSF 080 | 1950-07-01 | 1950-07-01 | WCDXFER
0 | 0 | 0 | 0 | 2024-12-01 | BH Colorado Electric Oper Co | Regulated Electric (122) | WPC Sub 20310 Canon City Plant | WPC Sub 20310 Canon City Plant | 135300 | Pwr Trfrmr Nbr Xxxxxxx: 9105XXXXXX | 9870124 | TX.-POWER | 1959-07-01 | 1959-07-01 | CPR Conversion
0 | 0 | 0 | 0 | 2024-12-01 | BH Colorado Electric Oper Co | Regulated Electric (122) | WPC Sub 20310 Canon City Plant | WPC Sub 20310 Canon City Plant | 135300 | Pwr Trfrmr Nbr Xxxxxxx: 9105XXXXXX | 9870129 | TX.-POWER | 1950-07-01 | 1950-07-01 | CPR Conversion
0 | 0 | 0 | 0 | 2024-12-01 | BH Colorado Electric Oper Co | Regulated Electric (122) | WPC Sub 20310 Canon City Plant | WPC Sub 20310 Canon City Plant | 135300 | Rect Bus Bar, Alum, Under 3": 0771102000 | 9766631 | RECT BUS BAR, ALUM, UNDER 3" | 1969-07-01 | 1969-07-01 | WCDXFER
0 | 0 | 0 | 0 | 2024-12-01 | BH Colorado Electric Oper Co | Regulated Electric (122) | WPC Sub 20310 Canon City Plant | WPC Sub 20310 Canon City Plant | 135300 | Rect Bus Bar, Alum, Under 3": 0771102000 | 9973764 | RECT BUS BAR, ALUM, UNDER 3" | 1969-07-01 | 1969-07-01 | CPR Conversion
0 | 0 | 0 | 0 | 2024-12-01 | BH Colorado Electric Oper Co | Regulated Electric (122) | WPC Sub 20310 Canon City Plant | WPC Sub 20310 Canon City Plant | 135300 | Relay - Bus Differential: 5951200000 | 9769405 | BUS DIFFERENTIAL RELAY | 1996-07-01 | 1996-07-01 | WCDXFER
0 | 0 | 0 | 0 | 2024-12-01 | BH Colorado Electric Oper Co | Regulated Electric (122) | WPC Sub 20310 Canon City Plant | WPC Sub 20310 Canon City Plant | 135300 | Relay - Bus Differential: 5951200000 | 9727052 | BUS DIFFERENTIAL RELAY | 1996-07-01 | 1996-07-01 | CPR Conversion
0 | 0 | 0 | 0 | 2024-12-01 | BH Colorado Electric Oper Co | Regulated Electric (122) | WPC Sub 20310 Canon City Plant | WPC Sub 20310 Canon City Plant | 135300 | Relay - Impedance: 5951600000 | 9968995 | IMPEDANCE RELAY | 1998-12-14 | 1998-01-01 | 10002685
0 | 0 | 0 | 0 | 2024-12-01 | BH Colorado Electric Oper Co | Regulated Electric (122) | WPC Sub 20310 Canon City Plant | WPC Sub 20310 Canon City Plant | 135300 | Relay - Impedance: 5951600000 | 9973767 | IMPEDANCE RELAY | 1965-07-01 | 1965-07-01 | CPR Conversion
0 | 0 | 0 | 0 | 2024-12-01 | BH Colorado Electric Oper Co | Regulated Electric (122) | WPC Sub 20310 Canon City Plant | WPC Sub 20310 Canon City Plant | 135300 | Relay - Impedance: 5951600000 | 9862052 | IMPEDANCE RELAY | 1997-07-01 | 1997-07-01 | CPR Conversion
0 | 0 | 0 | 0 | 2024-12-01 | BH Colorado Electric Oper Co | Regulated Electric (122) | WPC Sub 20310 Canon City Plant | WPC Sub 20310 Canon City Plant | 135300 | Relay - Impedance: 5951600000 | 9769402 | IMPEDANCE RELAY | 1965-07-01 | 1965-07-01 | WCDXFER
0 | 0 | 0 | 0 | 2024-12-01 | BH Colorado Electric Oper Co | Regulated Electric (122) | WPC Sub 20310 Canon City Plant | WPC Sub 20310 Canon City Plant | 135300 | Relay - Impedance: 5951600000 | 9769404 | IMPEDANCE RELAY | 1997-07-01 | 1997-07-01 | WCDXFER
0 | 0 | 0 | 0 | 2024-12-01 | BH Colorado Electric Oper Co | Regulated Electric (122) | WPC Sub 20310 Canon City Plant | WPC Sub 20310 Canon City Plant | 135300 | Relay - Impedance: 5951600000 | 9973701 | IMPEDANCE RELAY | 1971-07-01 | 1971-07-01 | CPR Conversion
0 | 0 | 0 | 0 | 2024-12-01 | BH Colorado Electric Oper Co | Regulated Electric (122) | WPC Sub 20310 Canon City Plant | WPC Sub 20310 Canon City Plant | 135300 | Relay - Impedance: 5951600000 | 9761160 | IMPEDANCE RELAY | 1998-12-14 | 1998-01-01 | 10002685
0 | 0 | 0 | 0 | 2024-12-01 | BH Colorado Electric Oper Co | Regulated Electric (122) | WPC Sub 20310 Canon City Plant | WPC Sub 20310 Canon City Plant | 135300 | Relay - Impedance: 5951600000 | 9769403 | IMPEDANCE RELAY | 1971-07-01 | 1971-07-01 | WCDXFER
0 | 0 | 0 | 0 | 2024-12-01 | BH Colorado Electric Oper Co | Regulated Electric (122) | WPC Sub 20310 Canon City Plant | WPC Sub 20310 Canon City Plant | 135300 | Relay - Miscellaneous: 5959900000 | 9812607 | SERIES OR MULTIPLE RELAY | 1998-12-30 | 1999-01-01 | 23558231
0 | 0 | 0 | 0 | 2024-12-01 | BH Colorado Electric Oper Co | Regulated Electric (122) | WPC Sub 20310 Canon City Plant | WPC Sub 20310 Canon City Plant | 135300 | Relay - Miscellaneous: 5959900000 | 9778050 | PANELS/INSTRUM/GAUGE-MISC RELA | 1971-07-01 | 1971-07-01 | WCDXFER
0 | 0 | 0 | 0 | 2024-12-01 | BH Colorado Electric Oper Co | Regulated Electric (122) | WPC Sub 20310 Canon City Plant | WPC Sub 20310 Canon City Plant | 135300 | Relay - Miscellaneous: 5959900000 | 9973700 | MISCELLANEOUS RELAY | 1961-07-01 | 1961-07-01 | CPR Conversion
0 | 0 | 0 | 0 | 2024-12-01 | BH Colorado Electric Oper Co | Regulated Electric (122) | WPC Sub 20310 Canon City Plant | WPC Sub 20310 Canon City Plant | 135300 | Relay - Miscellaneous: 5959900000 | 9973766 | MISCELLANEOUS RELAY | 1967-07-01 | 1967-07-01 | CPR Conversion
2 | 2288.31 | 1197.4429 | 1090.8671 | 2024-12-01 | BH Colorado Electric Oper Co | Regulated Electric (122) | WPC Sub 20310 Canon City Plant | WPC Sub 20310 Canon City Plant | 135300 | Relay - Miscellaneous: 5959900000 | 9814857 | SERIES OR MULTIPLE RELAY | 1998-12-30 | 1999-01-01 | 23558231
0 | 0 | 0 | 0 | 2024-12-01 | BH Colorado Electric Oper Co | Regulated Electric (122) | WPC Sub 20310 Canon City Plant | WPC Sub 20310 Canon City Plant | 135300 | Relay - Miscellaneous: 5959900000 | 9761159 | MISCELLANEOUS RELAY | 1998-12-14 | 1998-01-01 | 10002685
0 | 0 | 0 | 0 | 2024-12-01 | BH Colorado Electric Oper Co | Regulated Electric (122) | WPC Sub 20310 Canon City Plant | WPC Sub 20310 Canon City Plant | 135300 | Relay - Miscellaneous: 5959900000 | 9973768 | MISCELLANEOUS RELAY | 1962-07-01 | 1962-07-01 | CPR Conversion
0 | 0 | 0 | 0 | 2024-12-01 | BH Colorado Electric Oper Co | Regulated Electric (122) | WPC Sub 20310 Canon City Plant | WPC Sub 20310 Canon City Plant | 135300 | Relay - Miscellaneous: 5959900000 | 9778052 | MISCELLANEOUS RELAY | 1996-07-01 | 1996-07-01 | WCDXFER
0 | 0 | 0 | 0 | 2024-12-01 | BH Colorado Electric Oper Co | Regulated Electric (122) | WPC Sub 20310 Canon City Plant | WPC Sub 20310 Canon City Plant | 135300 | Relay - Miscellaneous: 5959900000 | 9973765 | PANELS/INSTRUM/GAUGE-MISC RELA | 1989-07-01 | 1989-07-01 | CPR Conversion
0 | 0 | 0 | 0 | 2024-12-01 | BH Colorado Electric Oper Co | Regulated Electric (122) | WPC Sub 20310 Canon City Plant | WPC Sub 20310 Canon City Plant | 135300 | Relay - Miscellaneous: 5959900000 | 9968994 | MISCELLANEOUS RELAY | 1998-12-14 | 1998-01-01 | 10002685
0 | 0 | 0 | 0 | 2024-12-01 | BH Colorado Electric Oper Co | Regulated Electric (122) | WPC Sub 20310 Canon City Plant | WPC Sub 20310 Canon City Plant | 135300 | Relay - Miscellaneous: 5959900000 | 9778051 | PANELS/INSTRUM/GAUGE-MISC RELA | 1989-07-01 | 1989-07-01 | WCDXFER
0 | 0 | 0 | 0 | 2024-12-01 | BH Colorado Electric Oper Co | Regulated Electric (122) | WPC Sub 20310 Canon City Plant | WPC Sub 20310 Canon City Plant | 135300 | Relay - Miscellaneous: 5959900000 | 9861049 | MISCELLANEOUS RELAY | 1996-07-01 | 1996-07-01 | CPR Conversion
0 | 0 | 0 | 0 | 2024-12-01 | BH Colorado Electric Oper Co | Regulated Electric (122) | WPC Sub 20310 Canon City Plant | WPC Sub 20310 Canon City Plant | 135300 | Relay - Miscellaneous: 5959900000 | 9724097 | PANELS/INSTRUM/GAUGE-MISC RELA | 1971-07-01 | 1971-07-01 | CPR Conversion
4 | 207954.18 | 47223.8468 | 160730.3332 | 2024-12-01 | BH Colorado Electric Oper Co | Regulated Electric (122) | WPC Sub 20310 Canon City Plant | WPC Sub 20310 Canon City Plant | 135300 | Relay - Other: 5953300000 | 11934282 | RELAY: SEL 351 | 2013-02-10 | 2013-02-01 | 10043929
0 | 0 | 0 | 0 | 2024-12-01 | BH Colorado Electric Oper Co | Regulated Electric (122) | WPC Sub 20310 Canon City Plant | WPC Sub 20310 Canon City Plant | 135300 | Relay - Overcurrent: 5951800000 | 9973769 | OVERCURRENT RELAY | 1966-07-01 | 1966-07-01 | CPR Conversion
0 | 0 | 0 | 0 | 2024-12-01 | BH Colorado Electric Oper Co | Regulated Electric (122) | WPC Sub 20310 Canon City Plant | WPC Sub 20310 Canon City Plant | 135300 | Relay - Overcurrent: 5951800000 | 9778056 | OVERCURRENT RELAY | 1966-07-01 | 1966-07-01 | WCDXFER
0 | 0 | 0 | 0 | 2024-12-01 | BH Colorado Electric Oper Co | Regulated Electric (122) | WPC Sub 20310 Canon City Plant | WPC Sub 20310 Canon City Plant | 135300 | Relay - Transformer Differential: 5952400000 | 9861290 | TRANSFORMER DIFFERENTIAL RELAY | 1996-07-01 | 1996-07-01 | CPR Conversion
1 | 7755.06 | 4364.4137 | 3390.6463 | 2024-12-01 | BH Colorado Electric Oper Co | Regulated Electric (122) | WPC Sub 20310 Canon City Plant | WPC Sub 20310 Canon City Plant | 135300 | Relay - Transformer Differential: 5952400000 | 9778054 | TRANSFORMER DIFFERENTIAL RELAY | 1996-07-01 | 1996-07-01 | WCDXFER
3 | 131114.88 | 27185.489 | 103929.391 | 2024-12-01 | BH Colorado Electric Oper Co | Regulated Electric (122) | WPC Sub 20310 Canon City Plant | WPC Sub 20310 Canon City Plant | 135300 | Scada Equip - Rtu: 8191130000 | 14981611 | RTU | 2014-11-26 | 2014-01-01 | 10049283
1 | 16281.08 | 11413.2002 | 4867.8798 | 2024-12-01 | BH Colorado Electric Oper Co | Regulated Electric (122) | WPC Sub 20310 Canon City Plant | WPC Sub 20310 Canon City Plant | 135300 | Scada Equip - Rtu: 8191130000 | 9785460 | SCADA EQUIPMENT- RTU | 1989-07-01 | 1989-07-01 | WCDXFER
1 | 4427.6 | 1879.7613 | 2547.8387 | 2024-12-01 | BH Colorado Electric Oper Co | Regulated Electric (122) | WPC Sub 20310 Canon City Plant | WPC Sub 20310 Canon City Plant | 135300 | Scada Equip - Rtu: 8191130000 | 12818029 | SCADA EQUIP - RTU Telegyr System | 2003-12-04 | 2003-01-01 | 50507XFER
0 | 0 | 0 | 0 | 2024-12-01 | BH Colorado Electric Oper Co | Regulated Electric (122) | WPC Sub 20310 Canon City Plant | WPC Sub 20310 Canon City Plant | 135300 | Scada Equip - Rtu: 8191130000 | 9973773 | SCADA EQUIPMENT- RTU | 1989-07-01 | 1989-07-01 | CPR Conversion
0 | 0 | 0 | 0 | 2024-12-01 | BH Colorado Electric Oper Co | Regulated Electric (122) | WPC Sub 20310 Canon City Plant | WPC Sub 20310 Canon City Plant | 135300 | Scada Equip - Transmitter: 8191010000 | 12818018 | Microwave Radio Terminal Upgrade | 2003-10-15 | 2003-01-01 | 50507XFER
0 | 10042.37 | 1090.6735 | 8951.6965 | 2024-12-01 | BH Colorado Electric Oper Co | Regulated Electric (122) | WPC Sub 20310 Canon City Plant | WPC Sub 20310 Canon City Plant | 135300 | SECURITY SYSTEM: 0630000027 | 33375721 | SECURITY SYSTEM | 2019-12-16 | 2019-12-01 | 10068562
0 | 0 | 0 | 0 | 2024-12-01 | BH Colorado Electric Oper Co | Regulated Electric (122) | WPC Sub 20310 Canon City Plant | WPC Sub 20310 Canon City Plant | 135300 | Structures-Supporting,Outdoor: 7840000000 | 9745508 | Security System | 2005-07-07 | 2005-01-01 | 10017405
0 | 0 | 0 | 0 | 2024-12-01 | BH Colorado Electric Oper Co | Regulated Electric (122) | WPC Sub 20310 Canon City Plant | WPC Sub 20310 Canon City Plant | 135300 | Telemeter Eq - Transducer: 8192040000 | 9973739 | TELEMETERING EQ.- TRANSDUCER | 1976-07-01 | 1976-07-01 | CPR Conversion
0 | 0 | 0 | 0 | 2024-12-01 | BH Colorado Electric Oper Co | Regulated Electric (122) | WPC Sub 20310 Canon City Plant | WPC Sub 20310 Canon City Plant | 135300 | Telemeter Eq - Transducer: 8192040000 | 9785451 | TELEMETERING EQ.- TRANSDUCER | 1976-07-01 | 1976-07-01 | WCDXFER
0 | 0 | 0 | 0 | 2024-12-01 | BH Colorado Electric Oper Co | Regulated Electric (122) | WPC Sub 20310 Canon City Plant | WPC Sub 20310 Canon City Plant | 135300 | Telemeter Eq - Transmit/Receive: 8192060000 | 9973738 | TELEMETER EQ-TRANSMIT/RECEIVE COMBO | 1977-07-01 | 1977-07-01 | CPR Conversion
0 | 0 | 0 | 0 | 2024-12-01 | BH Colorado Electric Oper Co | Regulated Electric (122) | WPC Sub 20310 Canon City Plant | WPC Sub 20310 Canon City Plant | 135300 | Telemeter Eq - Transmit/Receive: 8192060000 | 9785794 | TELEMETER EQ-TRANSMIT/RECEIVE COMBO | 1977-07-01 | 1977-07-01 | WCDXFER
3 | 175537.98 | 36396.2186 | 139141.7614 | 2024-12-01 | BH Colorado Electric Oper Co | Regulated Electric (122) | WPC Sub 20310 Canon City Plant | WPC Sub 20310 Canon City Plant | 135300 | Transf Instr Cur Pot Volt Ccvolt: | 13160268 | CAPACITOR VOLTAGE TRANSFORMERS | 2014-12-04 | 2014-01-01 | 10049282
0 | 0 | 0 | 0 | 2024-12-01 | BH Colorado Electric Oper Co | Regulated Electric (122) | WPC Sub 20310 Canon City Plant | WPC Sub 20310 Canon City Plant | 135300 | Transf, Pntl, 02.400kv Or Less 1ph: 9031002000 | 9786641 | TRANSF, POTNTL, 1PH, <=2400V | 1969-07-01 | 1969-07-01 | WCDXFER
0 | 0 | 0 | 0 | 2024-12-01 | BH Colorado Electric Oper Co | Regulated Electric (122) | WPC Sub 20310 Canon City Plant | WPC Sub 20310 Canon City Plant | 135300 | Transf, Pntl, 02.400kv Or Less 1ph: 9031002000 | 9973831 | TRANSF, POTNTL, 1PH, <=2400V | 1969-07-01 | 1969-07-01 | CPR Conversion
0 | 0 | 0 | 0 | 2024-12-01 | BH Colorado Electric Oper Co | Regulated Electric (122) | WPC Sub 20310 Canon City Plant | WPC Sub 20310 Canon City Plant | 135300 | Transf, Pntl, 13.001-25kv 1ph: 9031025000 | 9973830 | TRANSF, POTNTL, 1PH, 13001-25KV | 1966-07-01 | 1966-07-01 | CPR Conversion
0 | 0 | 0 | 0 | 2024-12-01 | BH Colorado Electric Oper Co | Regulated Electric (122) | WPC Sub 20310 Canon City Plant | WPC Sub 20310 Canon City Plant | 135300 | Transf, Pntl, 13.001-25kv 1ph: 9031025000 | 9786640 | TRANSF, POTNTL, 1PH, 13001-25KV | 1966-07-01 | 1966-07-01 | WCDXFER
0 | 0 | 0 | 0 | 2024-12-01 | BH Colorado Electric Oper Co | Regulated Electric (122) | WPC Sub 20310 Canon City Plant | WPC Sub 20310 Canon City Plant | 135300 | Transf, Pntl, 35.001-69kv 1ph: 9031069000 | 9786638 | TRANSF, POTNTL, 1PH, 35001-69 | 1959-07-01 | 1959-07-01 | WCDXFER
0 | 0 | 0 | 0 | 2024-12-01 | BH Colorado Electric Oper Co | Regulated Electric (122) | WPC Sub 20310 Canon City Plant | WPC Sub 20310 Canon City Plant | 135300 | Transf, Pntl, 35.001-69kv 1ph: 9031069000 | 9786639 | TRANSF, POTNTL, 1PH, 35001-69 | 1969-07-01 | 1969-07-01 | WCDXFER
0 | 0 | 0 | 0 | 2024-12-01 | BH Colorado Electric Oper Co | Regulated Electric (122) | WPC Sub 20310 Canon City Plant | WPC Sub 20310 Canon City Plant | 135300 | Transf, Pntl, 35.001-69kv 1ph: 9031069000 | 9973828 | TRANSF, POTNTL, 1PH, 35001-69 | 1959-07-01 | 1959-07-01 | CPR Conversion
0 | 0 | 0 | 0 | 2024-12-01 | BH Colorado Electric Oper Co | Regulated Electric (122) | WPC Sub 20310 Canon City Plant | WPC Sub 20310 Canon City Plant | 135300 | Transf, Pntl, 35.001-69kv 1ph: 9031069000 | 9973829 | TRANSF, POTNTL, 1PH, 35001-69KV | 1950-07-01 | 1950-07-01 | CPR Conversion
3 | 19158.83 | 15322.1547 | 3836.6753 | 2024-12-01 | BH Colorado Electric Oper Co | Regulated Electric (122) | WPC Sub 20310 Canon City Plant | WPC Sub 20310 Canon City Plant | 135300 | Transf, Pntl, 35.001-69kv 1ph: 9031069000 | 9694924 | TRANSF, POTNTL, 1PH, 35001-69KV | 1984-07-01 | 1984-07-01 | WCDXFER
0 | 0 | 0 | 0 | 2024-12-01 | BH Colorado Electric Oper Co | Regulated Electric (122) | WPC Sub 20310 Canon City Plant | WPC Sub 20310 Canon City Plant | 135300 | Transf, Pntl, 35.001-69kv 1ph: 9031069000 | 9973824 | TRANSF, POTNTL, 1PH, 35001-69KV | 1984-07-01 | 1984-07-01 | CPR Conversion
0 | 0 | 0 | 0 | 2024-12-01 | BH Colorado Electric Oper Co | Regulated Electric (122) | WPC Sub 20310 Canon City Plant | WPC Sub 20310 Canon City Plant | 135300 | Transf, Pntl, 35.001-69kv 1ph: 9031069000 | 9973827 | TRANSF, POTNTL, 1PH, 35001-69 | 1969-07-01 | 1969-07-01 | CPR Conversion
0 | 0 | 0 | 0 | 2024-12-01 | BH Colorado Electric Oper Co | Regulated Electric (122) | WPC Sub 20310 Canon City Plant | WPC Sub 20310 Canon City Plant | 135300 | Transf, Pntl, 35.001-69kv 1ph: 9031069000 | 9786637 | TRANSF, POTNTL, 1PH, 35001-69KV | 1950-07-01 | 1950-07-01 | WCDXFER
0 | 0 | 0 | 0 | 2024-12-01 | BH Colorado Electric Oper Co | Regulated Electric (122) | WPC Sub 20310 Canon City Plant | WPC Sub 20310 Canon City Plant | 135300 | Transf, Pntl, 69.001-161kv 1ph: 9031161000 | 9973826 | TRANSF, POTNTL, 1PH, 69001-161KV | 1975-07-01 | 1975-07-01 | CPR Conversion
0 | 0 | 0 | 0 | 2024-12-01 | BH Colorado Electric Oper Co | Regulated Electric (122) | WPC Sub 20310 Canon City Plant | WPC Sub 20310 Canon City Plant | 135300 | Transf, Pntl, 69.001-161kv 1ph: 9031161000 | 9786633 | TRANSF, POTNTL, 1PH, 69001-161KV | 1975-07-01 | 1975-07-01 | WCDXFER
0 | 0 | 0 | 0 | 2024-12-01 | BH Colorado Electric Oper Co | Regulated Electric (122) | WPC Sub 20310 Canon City Plant | WPC Sub 20310 Canon City Plant | 135300 | Transf, Pntl, 69.001-161kv 1ph: 9031161000 | 9973825 | TRANSF, POTNTL, 1PH, 69001-16 | 1959-07-01 | 1959-07-01 | CPR Conversion
0 | 0 | 0 | 0 | 2024-12-01 | BH Colorado Electric Oper Co | Regulated Electric (122) | WPC Sub 20310 Canon City Plant | WPC Sub 20310 Canon City Plant | 135300 | Transf, Pntl, 69.001-161kv 1ph: 9031161000 | 9786634 | TRANSF, POTNTL, 1PH, 69001-16 | 1959-07-01 | 1959-07-01 | WCDXFER
9 | 182446.08 | 37828.5508 | 144617.5292 | 2024-12-01 | BH Colorado Electric Oper Co | Regulated Electric (122) | WPC Sub 20310 Canon City Plant | WPC Sub 20310 Canon City Plant | 135300 | Transformers, Current: 8750000000 | 14981618 | Transformers, Current | 2014-11-26 | 2014-01-01 | 10049283
0 | 0 | 0 | 0 | 2024-12-01 | BH Colorado Electric Oper Co | Regulated Electric (122) | WPC Sub 20310 Canon City Plant | WPC Sub 20310 Canon City Plant | 135300 | Transmitter/Receiver Combined: 1123000000 | 9768381 | CARR CURR EQ-TRANS/REC COMBINED | 1978-07-01 | 1978-07-01 | WCDXFER
0 | 0 | 0 | 0 | 2024-12-01 | BH Colorado Electric Oper Co | Regulated Electric (122) | WPC Sub 20310 Canon City Plant | WPC Sub 20310 Canon City Plant | 135300 | Transmitter/Receiver Combined: 1123000000 | 9973709 | CARR CURR EQ-TRANS/REC COMBINED | 1971-07-01 | 1971-07-01 | CPR Conversion
0 | 0 | 0 | 0 | 2024-12-01 | BH Colorado Electric Oper Co | Regulated Electric (122) | WPC Sub 20310 Canon City Plant | WPC Sub 20310 Canon City Plant | 135300 | Transmitter/Receiver Combined: 1123000000 | 9973699 | CARR CURR EQ-TRANS/REC COMBINED | 1978-07-01 | 1978-07-01 | CPR Conversion
0 | 0 | 0 | 0 | 2024-12-01 | BH Colorado Electric Oper Co | Regulated Electric (122) | WPC Sub 20310 Canon City Plant | WPC Sub 20310 Canon City Plant | 135300 | Transmitter/Receiver-69kv,800a: 1123069080 | 9968996 | TRANSMITTER/RECEIVER-69KV,800A | 1998-12-14 | 1998-01-01 | 10002685
0 | 0 | 0 | 0 | 2024-12-01 | BH Colorado Electric Oper Co | Regulated Electric (122) | WPC Sub 20310 Canon City Plant | WPC Sub 20310 Canon City Plant | 135300 | Transmitter/Receiver-69kv,800a: 1123069080 | 9761161 | TRANSMITTER/RECEIVER-69KV,800A | 1998-12-14 | 1998-01-01 | 10002685
0 | 0 | 0 | 0 | 2024-12-01 | BH Colorado Electric Oper Co | Regulated Electric (122) | WPC Sub 20310 Canon City Plant | WPC Sub 20310 Canon City Plant | 135300 | Tubular Bus, Copper- Under 3": 0771402000 | 9973751 | TUBULAR BUS, COPPER- UNDER 3" | 1950-07-01 | 1950-07-01 | CPR Conversion
155 | 2389.47 | 2539.4185 | -149.9485 | 2024-12-01 | BH Colorado Electric Oper Co | Regulated Electric (122) | WPC Sub 20310 Canon City Plant | WPC Sub 20310 Canon City Plant | 135300 | Tubular Bus, Copper- Under 3": 0771402000 | 9766626 | BUS/CNDCTR-TBLR-CU-UNDR 3" | 1954-07-01 | 1954-07-01 | WCDXFER
1 | 2277.43 | 2445.2071 | -167.7771 | 2024-12-01 | BH Colorado Electric Oper Co | Regulated Electric (122) | WPC Sub 20310 Canon City Plant | WPC Sub 20310 Canon City Plant | 135300 | Tubular Bus, Copper- Under 3": 0771402000 | 9766625 | BUS/CNDCTR-TBLR-CU-UNDR 3" | 1936-07-01 | 1936-07-01 | WCDXFER
0 | 0 | 0 | 0 | 2024-12-01 | BH Colorado Electric Oper Co | Regulated Electric (122) | WPC Sub 20310 Canon City Plant | WPC Sub 20310 Canon City Plant | 135300 | Tubular Bus, Copper- Under 3": 0771402000 | 9973750 | BUS/CNDCTR-TBLR-CU-UNDR 3" | 1959-07-01 | 1959-07-01 | CPR Conversion
29 | 47.65 | 50.7558 | -3.1058 | 2024-12-01 | BH Colorado Electric Oper Co | Regulated Electric (122) | WPC Sub 20310 Canon City Plant | WPC Sub 20310 Canon City Plant | 135300 | Tubular Bus, Copper- Under 3": 0771402000 | 9766624 | TUBULAR BUS, COPPER- UNDER 3" | 1950-07-01 | 1950-07-01 | WCDXFER
0 | 0 | 0 | 0 | 2024-12-01 | BH Colorado Electric Oper Co | Regulated Electric (122) | WPC Sub 20310 Canon City Plant | WPC Sub 20310 Canon City Plant | 135300 | Tubular Bus, Copper- Under 3": 0771402000 | 9973749 | BUS/CNDCTR-TBLR-CU-UNDR 3" | 1936-07-01 | 1936-07-01 | CPR Conversion
0 | 0 | 0 | 0 | 2024-12-01 | BH Colorado Electric Oper Co | Regulated Electric (122) | WPC Sub 20310 Canon City Plant | WPC Sub 20310 Canon City Plant | 135300 | Tubular Bus, Copper- Under 3": 0771402000 | 9724100 | BUS/CNDCTR-TBLR-CU-UNDR 3" | 1954-07-01 | 1954-07-01 | CPR Conversion
160 | 278.69 | 295.3338 | -16.6438 | 2024-12-01 | BH Colorado Electric Oper Co | Regulated Electric (122) | WPC Sub 20310 Canon City Plant | WPC Sub 20310 Canon City Plant | 135300 | Tubular Bus, Copper- Under 3": 0771402000 | 9766627 | BUS/CNDCTR-TBLR-CU-UNDR 3" | 1959-07-01 | 1959-07-01 | WCDXFER
0 | 0 | 0 | 0 | 2024-12-01 | BH Colorado Electric Oper Co | Regulated Electric (122) | WPC Sub 20310 Canon City Plant | WPC Sub 20310 Canon City Plant | 135300 | Tx., Curr.-Wind.Type- < 100a: 8752000100 | 9973832 | TX.-CURRENT, WINDOW TYPE <100A | 1966-07-01 | 1966-07-01 | CPR Conversion
0 | 0 | 0 | 0 | 2024-12-01 | BH Colorado Electric Oper Co | Regulated Electric (122) | WPC Sub 20310 Canon City Plant | WPC Sub 20310 Canon City Plant | 135300 | Tx., Curr.-Wind.Type- < 100a: 8752000100 | 9973833 | TX., CURR.-WIND.TYPE- < 100A | 1936-07-01 | 1936-07-01 | CPR Conversion
0 | 0 | 0 | 0 | 2024-12-01 | BH Colorado Electric Oper Co | Regulated Electric (122) | WPC Sub 20310 Canon City Plant | WPC Sub 20310 Canon City Plant | 135300 | Tx., Curr.-Wind.Type- < 100a: 8752000100 | 9785785 | TX.-CURRENT, WINDOW TYPE <100A | 1966-07-01 | 1966-07-01 | WCDXFER
0 | 0 | 0 | 0 | 2024-12-01 | BH Colorado Electric Oper Co | Regulated Electric (122) | WPC Sub 20310 Canon City Plant | WPC Sub 20310 Canon City Plant | 135300 | Tx., Curr.-Wind.Type- < 100a: 8752000100 | 9785786 | TX., CURR.-WIND.TYPE- < 100A | 1936-07-01 | 1936-07-01 | WCDXFER
0 | 0 | 0 | 0 | 2024-12-01 | BH Colorado Electric Oper Co | Regulated Electric (122) | WPC Sub 20310 Canon City Plant | WPC Sub 20310 Canon City Plant | 135300 | Tx., Curr.-Wind.Type-100-600a: 8752000600 | 9703103 | TX.-CURRENT, WINDOW TYPE | 1962-07-01 | 1962-07-01 | WCDXFER
0 | 0 | 0 | 0 | 2024-12-01 | BH Colorado Electric Oper Co | Regulated Electric (122) | WPC Sub 20310 Canon City Plant | WPC Sub 20310 Canon City Plant | 135300 | Tx., Curr.-Wind.Type-100-600a: 8752000600 | 9973834 | TX.-CURRENT, WINDOW TYPE | 1966-07-01 | 1966-07-01 | CPR Conversion
0 | 0 | 0 | 0 | 2024-12-01 | BH Colorado Electric Oper Co | Regulated Electric (122) | WPC Sub 20310 Canon City Plant | WPC Sub 20310 Canon City Plant | 135300 | Tx., Curr.-Wind.Type-100-600a: 8752000600 | 9785782 | TX.-CURRENT, WINDOW TYPE | 1966-07-01 | 1966-07-01 | WCDXFER
0 | 0 | 0 | 0 | 2024-12-01 | BH Colorado Electric Oper Co | Regulated Electric (122) | WPC Sub 20310 Canon City Plant | WPC Sub 20310 Canon City Plant | 135300 | Tx., Curr.-Wind.Type-100-600a: 8752000600 | 9973836 | TX., CURR.-WIND.TYPE-100-600A | 1965-07-01 | 1965-07-01 | CPR Conversion
3 | 1839.54 | 1942.7068 | -103.1668 | 2024-12-01 | BH Colorado Electric Oper Co | Regulated Electric (122) | WPC Sub 20310 Canon City Plant | WPC Sub 20310 Canon City Plant | 135300 | Tx., Curr.-Wind.Type-100-600a: 8752000600 | 9785783 | TX., CURR.-WIND.TYPE-100-600A | 1965-07-01 | 1965-07-01 | WCDXFER
0 | 0 | 0 | 0 | 2024-12-01 | BH Colorado Electric Oper Co | Regulated Electric (122) | WPC Sub 20310 Canon City Plant | WPC Sub 20310 Canon City Plant | 135300 | Tx., Curr.-Wind.Type-100-600a: 8752000600 | 9973835 | TX.-CURRENT, WINDOW TYPE | 1962-07-01 | 1962-07-01 | CPR Conversion
0 | 0 | 0 | 0 | 2024-12-01 | BH Colorado Electric Oper Co | Regulated Electric (122) | WPC Sub 20310 Canon City Plant | WPC Sub 20310 Canon City Plant | 135300 | Vault: 4832000000 | 9973756 | VAULT | 1989-07-01 | 1989-07-01 | CPR Conversion
5 | 7178.85 | 5032.4458 | 2146.4042 | 2024-12-01 | BH Colorado Electric Oper Co | Regulated Electric (122) | WPC Sub 20310 Canon City Plant | WPC Sub 20310 Canon City Plant | 135300 | Vault: 4832000000 | 9769416 | VAULT | 1989-07-01 | 1989-07-01 | WCDXFER
0 | 0 | 0 | 0 | 2024-12-01 | BH Colorado Electric Oper Co | Regulated Electric (122) | WPC Sub 20310 Canon City Plant | WPC Sub 20310 Canon City Plant | 135300 | WAVEGUIDE: 1128000050 | 9768372 | CARR CURR EQ-WAVE TRAP-800 AMP | 1959-07-01 | 1959-07-01 | WCDXFER
0 | 0 | 0 | 0 | 2024-12-01 | BH Colorado Electric Oper Co | Regulated Electric (122) | WPC Sub 20310 Canon City Plant | WPC Sub 20310 Canon City Plant | 135300 | WAVEGUIDE: 1128000050 | 9973707 | CARR CURR EQ-WAVE TRAP-800 AMP | 1959-07-01 | 1959-07-01 | CPR Conversion
0 | 0 | 0 | 0 | 2024-12-01 | BH Colorado Electric Oper Co | Regulated Electric (122) | WPC Sub 20310 Canon City Plant | WPC Sub 20310 Canon City Plant | 135300 | WAVEGUIDE: 1128000050 | 9768371 | CARR CURR EQ-WAVE TRAP-800 AMP | 1957-07-01 | 1957-07-01 | WCDXFER
0 | 0 | 0 | 0 | 2024-12-01 | BH Colorado Electric Oper Co | Regulated Electric (122) | WPC Sub 20310 Canon City Plant | WPC Sub 20310 Canon City Plant | 135300 | WAVEGUIDE: 1128000050 | 9973708 | CARR CURR EQ-WAVE TRAP-800 AMP | 1957-07-01 | 1957-07-01 | CPR Conversion
1 | 39959.12 | -425.0711 | 40384.1911 | 2024-12-01 | BH Colorado Electric Oper Co | Regulated Electric (122) | WPC Sub 20311 Canon City West | WPC Sub 20311 Canon City West | 135001 | Land: 4481XXXXXX | 9810977 | LAND | 2002-03-06 | 2002-03-01 | 10012613
1 | 460997.09 | 163490.2899 | 297506.8001 | 2024-12-01 | BH Colorado Electric Oper Co | Regulated Electric (122) | WPC Sub 20311 Canon City West | WPC Sub 20311 Canon City West | 135200 | Clearing & Grading: 1260000000 | 9810988 | CLEARING & GRADING | 2002-03-06 | 2002-01-01 | 10012613
1 | 13864.18 | 4916.8614 | 8947.3186 | 2024-12-01 | BH Colorado Electric Oper Co | Regulated Electric (122) | WPC Sub 20311 Canon City West | WPC Sub 20311 Canon City West | 135200 | Fence: 3220000000 | 9814115 | FENCE #2 | 2002-07-19 | 2002-01-01 | 10008741
1 | 18624.63 | 6605.131 | 12019.499 | 2024-12-01 | BH Colorado Electric Oper Co | Regulated Electric (122) | WPC Sub 20311 Canon City West | WPC Sub 20311 Canon City West | 135200 | Fence: 3220000000 | 9810987 | FENCE | 2002-03-06 | 2002-01-01 | 10012613
1 | 21875.48 | 7068.4261 | 14807.0539 | 2024-12-01 | BH Colorado Electric Oper Co | Regulated Electric (122) | WPC Sub 20311 Canon City West | WPC Sub 20311 Canon City West | 135200 | Roads: 7701300000 | 9746305 | Road upgrade | 2004-12-20 | 2005-01-01 | 10020661
1 | 94807.52 | 24656.878 | 70150.642 | 2024-12-01 | BH Colorado Electric Oper Co | Regulated Electric (122) | WPC Sub 20311 Canon City West | WPC Sub 20311 Canon City West | 135200 | Roads: 7701300000 | 9729313 | ROAD-CANON WEST SUB ACCESS REBUILD | 2008-12-31 | 2008-01-01 | 10026634
1 | 31767.69 | 11266.2508 | 20501.4392 | 2024-12-01 | BH Colorado Electric Oper Co | Regulated Electric (122) | WPC Sub 20311 Canon City West | WPC Sub 20311 Canon City West | 135200 | Roads: 7701300000 | 9810981 | ROADS | 2002-03-06 | 2002-01-01 | 10012613
1 | 157095.66 | 55713.1825 | 101382.4775 | 2024-12-01 | BH Colorado Electric Oper Co | Regulated Electric (122) | WPC Sub 20311 Canon City West | WPC Sub 20311 Canon City West | 135200 | Station Rock: 7702000000 | 9814105 | STATION ROCK | 2002-07-19 | 2002-01-01 | 10008741
0 | 636.54 | 55.1823 | 581.3577 | 2024-12-01 | BH Colorado Electric Oper Co | Regulated Electric (122) | WPC Sub 20311 Canon City West | WPC Sub 20311 Canon City West | 135205 | Station Rock: 7702000000 | 29712890 | Station Rock | 2019-09-18 | 2019-09-01 | 10066050
1 | 30266.72 | -106913.9701 | 137180.6901 | 2024-12-01 | BH Colorado Electric Oper Co | Regulated Electric (122) | WPC Sub 20311 Canon City West | WPC Sub 20311 Canon City West | 135259 | Fence: 3220000000 | 9814114 | W-FENCE | 2002-07-19 | 2002-01-01 | 10008741
1 | 190346.31 | -672378.1006 | 862724.4106 | 2024-12-01 | BH Colorado Electric Oper Co | Regulated Electric (122) | WPC Sub 20311 Canon City West | WPC Sub 20311 Canon City West | 135259 | Station Rock: 7702000000 | 9814104 | W-STATION ROCK | 2002-07-19 | 2002-01-01 | 10008741
5 | 148846.8 | 42619.0125 | 106227.7875 | 2024-12-01 | BH Colorado Electric Oper Co | Regulated Electric (122) | WPC Sub 20311 Canon City West | WPC Sub 20311 Canon City West | 135300 | Airbrk-3ph-Manl-69-170kv- >= 2000am: 7982217020 | 10932593 | Airbrk-3ph-Manl-69-170kv- >= 2000amps | 2010-05-24 | 2011-01-01 | 10013686
16 | 209015.57 | 92866.063 | 116149.507 | 2024-12-01 | BH Colorado Electric Oper Co | Regulated Electric (122) | WPC Sub 20311 Canon City West | WPC Sub 20311 Canon City West | 135300 | Airbrk-3ph-Manl-69-170kv- 1200-1999: 7982217019 | 9813016 | AIRBRK-3PH-MANL-69-170KV- 1200-1999AMPS | 2002-07-19 | 2002-01-01 | 10013197
3 | 10357.43 | 2965.6226 | 7391.8074 | 2024-12-01 | BH Colorado Electric Oper Co | Regulated Electric (122) | WPC Sub 20311 Canon City West | WPC Sub 20311 Canon City West | 135300 | Arrester - 0-10,000 Volts: 0210100000 | 10932579 | ARRESTOR, 90 KV, 70 KV MCOV | 2010-05-24 | 2011-01-01 | 10013686
15 | 38596.63 | 17148.5649 | 21448.0651 | 2024-12-01 | BH Colorado Electric Oper Co | Regulated Electric (122) | WPC Sub 20311 Canon City West | WPC Sub 20311 Canon City West | 135300 | Arrester - 69,001-146,000 Volts: 0211460000 | 9813024 | ARRESTER - 69,001-146,000 VOLTS | 2002-07-19 | 2002-01-01 | 10013197
1 | 42472.79 | 9645.0503 | 32827.7397 | 2024-12-01 | BH Colorado Electric Oper Co | Regulated Electric (122) | WPC Sub 20311 Canon City West | WPC Sub 20311 Canon City West | 135300 | Batteries, Storage - Station: 0353000000 | 12055502 | BATTERY BANK-WAPA REPLACEMENT | 2013-06-17 | 2013-06-01 | 10046457
1 | 8755.75 | 2161.2213 | 6594.5287 | 2024-12-01 | BH Colorado Electric Oper Co | Regulated Electric (122) | WPC Sub 20311 Canon City West | WPC Sub 20311 Canon City West | 135300 | Batteries, Storage: 0350000000 | 11721851 | BATTERY BANK: CCW-RT/RP | 2012-03-15 | 2012-11-01 | 10042316
1 | 156447.6 | 44795.3347 | 111652.2653 | 2024-12-01 | BH Colorado Electric Oper Co | Regulated Electric (122) | WPC Sub 20311 Canon City West | WPC Sub 20311 Canon City West | 135300 | Batteries, Storage: 0350000000 | 10932605 | BATTERY, REPLACEMENT | 2010-05-24 | 2011-06-01 | 10013686
0 | 0 | 0 | 0 | 2024-12-01 | BH Colorado Electric Oper Co | Regulated Electric (122) | WPC Sub 20311 Canon City West | WPC Sub 20311 Canon City West | 135300 | Breaker, Gas - 115-161 Kv: 6212115000 | 9814837 | BREAKER, GAS - 115-161 KV | 2002-07-19 | 2002-01-01 | 10008741
7 | 908427.41 | 403616.2332 | 504811.1768 | 2024-12-01 | BH Colorado Electric Oper Co | Regulated Electric (122) | WPC Sub 20311 Canon City West | WPC Sub 20311 Canon City West | 135300 | Breaker, Gas - 115-161 Kv: 6212115000 | 9810992 | GAS - 115-161 KV | 2002-03-06 | 2002-01-01 | 10010926
0 | 7925.21 | 860.7347 | 7064.4753 | 2024-12-01 | BH Colorado Electric Oper Co | Regulated Electric (122) | WPC Sub 20311 Canon City West | WPC Sub 20311 Canon City West | 135300 | Bus and Station Conductor: 0770000000 | 29712847 | Bus | 2019-09-18 | 2019-01-01 | 10066050
1109 | 57716.78 | 25643.6883 | 32073.0917 | 2024-12-01 | BH Colorado Electric Oper Co | Regulated Electric (122) | WPC Sub 20311 Canon City West | WPC Sub 20311 Canon City West | 135300 | Bus Bar: 0771000000 | 9814101 | BUS BAR | 2002-07-19 | 2002-01-01 | 10008741
1 | 4218.92 | 458.205 | 3760.715 | 2024-12-01 | BH Colorado Electric Oper Co | Regulated Electric (122) | WPC Sub 20311 Canon City West | WPC Sub 20311 Canon City West | 135300 | Bus Support: 7846000000 | 29712911 | Bus Support | 2019-09-18 | 2019-09-01 | 10066050
1 | 1348.44 | 146.4503 | 1201.9897 | 2024-12-01 | BH Colorado Electric Oper Co | Regulated Electric (122) | WPC Sub 20311 Canon City West | WPC Sub 20311 Canon City West | 135300 | Bus Support: 7846000000 | 29712908 | Bus Support | 2019-09-18 | 2019-09-01 | 10066050
8 | 116477.99 | 51751.4191 | 64726.5709 | 2024-12-01 | BH Colorado Electric Oper Co | Regulated Electric (122) | WPC Sub 20311 Canon City West | WPC Sub 20311 Canon City West | 135300 | Bus Support: 7846000000 | 9813043 | BUS SUPPORT | 2002-07-19 | 2002-01-01 | 10013197
1 | 3845.09 | 417.6044 | 3427.4856 | 2024-12-01 | BH Colorado Electric Oper Co | Regulated Electric (122) | WPC Sub 20311 Canon City West | WPC Sub 20311 Canon City West | 135300 | Bus Support: 7846000000 | 29712902 | Bus Support | 2019-09-18 | 2019-09-01 | 10066050
392 | 2183.52 | 625.203 | 1558.317 | 2024-12-01 | BH Colorado Electric Oper Co | Regulated Electric (122) | WPC Sub 20311 Canon City West | WPC Sub 20311 Canon City West | 135300 | Cable, Urd-Triplex, 1/0: 0853110000 | 11637542 | Cable, Urd-Triplex, 1/0 | 2010-05-24 | 2011-01-01 | 10013686
24 | 59382.14 | 26383.6113 | 32998.5287 | 2024-12-01 | BH Colorado Electric Oper Co | Regulated Electric (122) | WPC Sub 20311 Canon City West | WPC Sub 20311 Canon City West | 135300 | Capacitor Bank, Station: 1051000000 | 9813023 | CAPACITOR BANK, STATION | 2002-07-19 | 2002-01-01 | 10013197
1 | 113179.34 | 12292.089 | 100887.251 | 2024-12-01 | BH Colorado Electric Oper Co | Regulated Electric (122) | WPC Sub 20311 Canon City West | WPC Sub 20311 Canon City West | 135300 | Circuit Switcher: 6212115999 | 29712884 | Circuit Switcher | 2019-09-18 | 2019-01-01 | 10066050
56777 | 49879.06 | 22161.3726 | 27717.6874 | 2024-12-01 | BH Colorado Electric Oper Co | Regulated Electric (122) | WPC Sub 20311 Canon City West | WPC Sub 20311 Canon City West | 135300 | Cond. Control Cable, Other: 0772000000 | 9810994 | COND. CONTROL CABLE, OTHER | 2002-03-06 | 2002-01-01 | 10010926
3064 | 2859.41 | 1270.442 | 1588.968 | 2024-12-01 | BH Colorado Electric Oper Co | Regulated Electric (122) | WPC Sub 20311 Canon City West | WPC Sub 20311 Canon City West | 135300 | Cond. Pwr Cable, Other: 0773100000 | 9814102 | PWR CABLE, OTHER | 2002-07-19 | 2002-01-01 | 10008741
80 | 271.99 | 120.8457 | 151.1443 | 2024-12-01 | BH Colorado Electric Oper Co | Regulated Electric (122) | WPC Sub 20311 Canon City West | WPC Sub 20311 Canon City West | 135300 | Conduit, Not Encsd Plastic 2.25-4": 1822140000 | 9810993 | CONDUIT, NOT ENCSD PLASTIC 2.25-4" | 2002-03-06 | 2002-01-01 | 10010926
0 | 13270.17 | 1441.2357 | 11828.9343 | 2024-12-01 | BH Colorado Electric Oper Co | Regulated Electric (122) | WPC Sub 20311 Canon City West | WPC Sub 20311 Canon City West | 135300 | Conduit, Unknown type: 1825000000 | 29712881 | Station Conduit | 2019-09-18 | 2019-01-01 | 10066050
1500 | 20164.35 | 5773.6188 | 14390.7312 | 2024-12-01 | BH Colorado Electric Oper Co | Regulated Electric (122) | WPC Sub 20311 Canon City West | WPC Sub 20311 Canon City West | 135300 | Conduit, Unknown type: 1825000000 | 10932602 | CU 4/0 7 STR | 2010-05-24 | 2011-01-01 | 10013686
13 | 117300.67 | 52116.9375 | 65183.7325 | 2024-12-01 | BH Colorado Electric Oper Co | Regulated Electric (122) | WPC Sub 20311 Canon City West | WPC Sub 20311 Canon City West | 135300 | Coupling Capacitor Pt-161kv: 1127161000 | 9813021 | CARR CURR EQ-CPLNG CAP PT-161KV | 2002-07-19 | 2002-01-01 | 10013197
3 | 36956.12 | 16419.6828 | 20536.4372 | 2024-12-01 | BH Colorado Electric Oper Co | Regulated Electric (122) | WPC Sub 20311 Canon City West | WPC Sub 20311 Canon City West | 135300 | Curr Tran, 69001-161k,601-1200a: 8750051200 | 9813048 | CURR TRAN, 69001-161K,601-1200A | 2002-07-19 | 2002-01-01 | 10013197
9 | 194833.71 | 86565.0323 | 108268.6777 | 2024-12-01 | BH Colorado Electric Oper Co | Regulated Electric (122) | WPC Sub 20311 Canon City West | WPC Sub 20311 Canon City West | 135300 | Curr/Pot Trans/Reac Stand: 7843000000 | 9813045 | CURR/POT TRANS/REAC STAND | 2002-07-19 | 2002-01-01 | 10013197
2 | 82370.73 | 36597.4908 | 45773.2392 | 2024-12-01 | BH Colorado Electric Oper Co | Regulated Electric (122) | WPC Sub 20311 Canon City West | WPC Sub 20311 Canon City West | 135300 | Deadend Tower: 7848000000 | 9813039 | DEADEND TOWER | 2002-07-19 | 2002-01-01 | 10013197
0 | 0 | 0 | 0 | 2024-12-01 | BH Colorado Electric Oper Co | Regulated Electric (122) | WPC Sub 20311 Canon City West | WPC Sub 20311 Canon City West | 135300 | Estimated Additions: 0010000000 | 9809888 | Canon W.Sub-Cir. Break - Inv | 2002-03-06 | 2002-03-01 | 10010926
0 | 0 | 0 | 0 | 2024-12-01 | BH Colorado Electric Oper Co | Regulated Electric (122) | WPC Sub 20311 Canon City West | WPC Sub 20311 Canon City West | 135300 | Estimated Additions: 0010000000 | 9814034 | Canon W-WAPA Interconnect Sub | 2002-07-19 | 2003-02-01 | 10008741
0 | 0 | 0 | 0 | 2024-12-01 | BH Colorado Electric Oper Co | Regulated Electric (122) | WPC Sub 20311 Canon City West | WPC Sub 20311 Canon City West | 135300 | Estimated Additions: 0010000000 | 9810832 | Canon W Sub Stop-Gap Activity | 2002-03-06 | 2002-05-01 | 10012613
0 | 0 | 0 | 0 | 2024-12-01 | BH Colorado Electric Oper Co | Regulated Electric (122) | WPC Sub 20311 Canon City West | WPC Sub 20311 Canon City West | 135300 | Estimated Additions: 0010000000 | 9809887 | Canon W Sub Stop-Gap Activity | 2002-03-06 | 2002-03-01 | 10012613
0 | 0 | 0 | 0 | 2024-12-01 | BH Colorado Electric Oper Co | Regulated Electric (122) | WPC Sub 20311 Canon City West | WPC Sub 20311 Canon City West | 135300 | Estimated Additions: 0010000000 | 9811469 | Canon W Sub Stop-Gap Act#2 | 2002-07-19 | 2002-07-01 | 10013197
0 | 0 | 0 | 0 | 2024-12-01 | BH Colorado Electric Oper Co | Regulated Electric (122) | WPC Sub 20311 Canon City West | WPC Sub 20311 Canon City West | 135300 | Estimated Additions: 0010000000 | 9814800 | Canon W-WAPA Interconnect Sub | 2002-07-19 | 2003-05-01 | 10008741
0 | 0 | 0 | 0 | 2024-12-01 | BH Colorado Electric Oper Co | Regulated Electric (122) | WPC Sub 20311 Canon City West | WPC Sub 20311 Canon City West | 135300 | Estimated Additions: 0010000000 | 9812956 | Canon W Sub Stop-Gap Act#2 | 2002-07-19 | 2002-11-01 | 10013197
0 | 0 | 0 | 0 | 2024-12-01 | BH Colorado Electric Oper Co | Regulated Electric (122) | WPC Sub 20311 Canon City West | WPC Sub 20311 Canon City West | 135300 | Estimated Additions: 0010000000 | 9811648 | Canon W Sub Stop-Gap Act#2 | 2002-07-19 | 2002-08-01 | 10013197
0 | 0 | 0 | 0 | 2024-12-01 | BH Colorado Electric Oper Co | Regulated Electric (122) | WPC Sub 20311 Canon City West | WPC Sub 20311 Canon City West | 135300 | Estimated Additions: 0010000000 | 9810038 | Canon W Sub Stop-Gap Activity | 2002-03-06 | 2002-04-01 | 10012613
0 | 0 | 0 | 0 | 2024-12-01 | BH Colorado Electric Oper Co | Regulated Electric (122) | WPC Sub 20311 Canon City West | WPC Sub 20311 Canon City West | 135300 | Estimated Additions: 0010000000 | 9813341 | Canon W-WAPA Interconnect Sub | 2002-07-19 | 2002-12-01 | 10008741
0 | 0 | 0 | 0 | 2024-12-01 | BH Colorado Electric Oper Co | Regulated Electric (122) | WPC Sub 20311 Canon City West | WPC Sub 20311 Canon City West | 135300 | Estimated Additions: 0010000000 | 11940838 | BKR 115-9 @ CANON WEST, COMPLETE COMMISSIONING | 2013-07-08 | 2013-07-01 | 10047750
0 | 0 | 0 | 0 | 2024-12-01 | BH Colorado Electric Oper Co | Regulated Electric (122) | WPC Sub 20311 Canon City West | WPC Sub 20311 Canon City West | 135300 | Estimated Additions: 0010000000 | 9811776 | Canon W Sub Stop-Gap Act#2 | 2002-07-19 | 2002-09-01 | 10013197
0 | 0 | 0 | 0 | 2024-12-01 | BH Colorado Electric Oper Co | Regulated Electric (122) | WPC Sub 20311 Canon City West | WPC Sub 20311 Canon City West | 135300 | Estimated Additions: 0010000000 | 9811654 | Canon W-WAPA Interconnect Sub | 2002-07-19 | 2002-08-01 | 10008741
0 | 0 | 0 | 0 | 2024-12-01 | BH Colorado Electric Oper Co | Regulated Electric (122) | WPC Sub 20311 Canon City West | WPC Sub 20311 Canon City West | 135300 | Estimated Additions: 0010000000 | 9734229 | CANON WEST ROAD (WAPA) | 2008-12-31 | 2008-12-01 | 10026634
0 | 0 | 0 | 0 | 2024-12-01 | BH Colorado Electric Oper Co | Regulated Electric (122) | WPC Sub 20311 Canon City West | WPC Sub 20311 Canon City West | 135300 | Estimated Additions: 0010000000 | 9812489 | Canon W Sub Stop-Gap Act#2 | 2002-07-19 | 2002-10-01 | 10013197
3 | 5171244.78 | 51057.6131 | 5120187.1669 | 2024-12-01 | BH Colorado Electric Oper Co | Regulated Electric (122) | WPC Sub 20311 Canon City West | WPC Sub 20311 Canon City West | 135300 | Estimated Additions: 0010000000 | 40160555 | This work is for the transformer upgrade and 5 switch replacements at Canon West Sub identified as network upgrades for Turkey Creek LGIA. | 2024-12-12 | 2024-12-01 | 10081351
0 | 0 | 0 | 0 | 2024-12-01 | BH Colorado Electric Oper Co | Regulated Electric (122) | WPC Sub 20311 Canon City West | WPC Sub 20311 Canon City West | 135300 | Estimated Additions: 0010000000 | 9811479 | Canon W-WAPA Interconnect Sub | 2002-07-19 | 2002-07-01 | 10008741
0 | 0 | 0 | 0 | 2024-12-01 | BH Colorado Electric Oper Co | Regulated Electric (122) | WPC Sub 20311 Canon City West | WPC Sub 20311 Canon City West | 135300 | Estimated Additions: 0010000000 | 9819113 | Canon West Road Upgrade | 2004-12-20 | 2005-04-01 | 10020661
0 | 0 | 0 | 0 | 2024-12-01 | BH Colorado Electric Oper Co | Regulated Electric (122) | WPC Sub 20311 Canon City West | WPC Sub 20311 Canon City West | 135300 | Estimated Additions: 0010000000 | 9753703 | Canon W-WAPA Interconnect Sub | 2002-07-19 | 2006-03-01 | 10008741
0 | 0 | 0 | 0 | 2024-12-01 | BH Colorado Electric Oper Co | Regulated Electric (122) | WPC Sub 20311 Canon City West | WPC Sub 20311 Canon City West | 135300 | Estimated Additions: 0010000000 | 9811649 | Canon W Sub Stop-Gap Activity | 2002-03-06 | 2002-08-01 | 10012613
0 | 0 | 0 | 0 | 2024-12-01 | BH Colorado Electric Oper Co | Regulated Electric (122) | WPC Sub 20311 Canon City West | WPC Sub 20311 Canon City West | 135300 | Estimated Additions: 0010000000 | 9811782 | Canon W-WAPA Interconnect Sub | 2002-07-19 | 2002-09-01 | 10008741
0 | 0 | 0 | 0 | 2024-12-01 | BH Colorado Electric Oper Co | Regulated Electric (122) | WPC Sub 20311 Canon City West | WPC Sub 20311 Canon City West | 135300 | Estimated Additions: 0010000000 | 33956212 | Install test switches on lockout relays at the Canon West sub to aid in NERC testing. | 2021-10-07 | 2021-10-01 | 10075411
0 | 0 | 0 | 0 | 2024-12-01 | BH Colorado Electric Oper Co | Regulated Electric (122) | WPC Sub 20311 Canon City West | WPC Sub 20311 Canon City West | 135300 | Estimated Additions: 0010000000 | 34060288 | Install test switches on lockout relays at the Canon West sub to aid in NERC testing. | 2021-10-07 | 2021-11-01 | 10075411
0 | 0 | 0 | 0 | 2024-12-01 | BH Colorado Electric Oper Co | Regulated Electric (122) | WPC Sub 20311 Canon City West | WPC Sub 20311 Canon City West | 135300 | Estimated Additions: 0010000000 | 9812492 | Canon W-WAPA Interconnect Sub | 2002-07-19 | 2002-10-01 | 10008741
0 | 0 | 0 | 0 | 2024-12-01 | BH Colorado Electric Oper Co | Regulated Electric (122) | WPC Sub 20311 Canon City West | WPC Sub 20311 Canon City West | 135300 | Estimated Additions: 0010000000 | 38368441 | Canon West Substation WAPA IT Infrastructure Upgrade | 2023-10-27 | 2023-12-01 | 10084403
0 | 0 | 0 | 0 | 2024-12-01 | BH Colorado Electric Oper Co | Regulated Electric (122) | WPC Sub 20311 Canon City West | WPC Sub 20311 Canon City West | 135300 | Estimated Additions: 0010000000 | 9813531 | Canon W-WAPA Interconnect Sub | 2002-07-19 | 2003-01-01 | 10008741
0 | 0 | 0 | 0 | 2024-12-01 | BH Colorado Electric Oper Co | Regulated Electric (122) | WPC Sub 20311 Canon City West | WPC Sub 20311 Canon City West | 135300 | Estimated Additions: 0010000000 | 9812924 | Canon W-WAPA Interconnect Sub | 2002-07-19 | 2002-11-01 | 10008741
0 | 0 | 0 | 0 | 2024-12-01 | BH Colorado Electric Oper Co | Regulated Electric (122) | WPC Sub 20311 Canon City West | WPC Sub 20311 Canon City West | 135300 | Estimated Additions: 0010000000 | 9813529 | Canon W Sub Stop-Gap Act#2 | 2002-07-19 | 2003-01-01 | 10013197
0 | 0 | 0 | 0 | 2024-12-01 | BH Colorado Electric Oper Co | Regulated Electric (122) | WPC Sub 20311 Canon City West | WPC Sub 20311 Canon City West | 135300 | Estimated Additions: 0010000000 | 9746283 | Repl Scada Interface-Canon W | 2007-02-01 | 2007-02-01 | 10024382
0 | 0 | 0 | 0 | 2024-12-01 | BH Colorado Electric Oper Co | Regulated Electric (122) | WPC Sub 20311 Canon City West | WPC Sub 20311 Canon City West | 135300 | Estimated Additions: 0010000000 | 9810797 | Canon W.Sub-Cir. Break - Inv | 2002-03-06 | 2002-05-01 | 10010926
0 | 0 | 0 | 0 | 2024-12-01 | BH Colorado Electric Oper Co | Regulated Electric (122) | WPC Sub 20311 Canon City West | WPC Sub 20311 Canon City West | 135300 | Estimated Additions: 0010000000 | 9811478 | Sys Protect Study & Sys Improv | 2002-07-19 | 2002-07-01 | 10008907
0 | 0 | 0 | 0 | 2024-12-01 | BH Colorado Electric Oper Co | Regulated Electric (122) | WPC Sub 20311 Canon City West | WPC Sub 20311 Canon City West | 135300 | Estimated Additions: 0010000000 | 11909921 | WAPA TO REPLACE MICROWAVE BATTERIES PER MAINTENANCE CONTRACT | 2013-06-17 | 2013-06-01 | 10046457
0 | 0 | 0 | 0 | 2024-12-01 | BH Colorado Electric Oper Co | Regulated Electric (122) | WPC Sub 20311 Canon City West | WPC Sub 20311 Canon City West | 135300 | Estimated Additions: 0010000000 | 11695586 | Replace Substation Batteries performed by Western 07-05-2011 gc | 2012-03-15 | 2012-11-01 | 10042316
0 | 0 | 0 | 0 | 2024-12-01 | BH Colorado Electric Oper Co | Regulated Electric (122) | WPC Sub 20311 Canon City West | WPC Sub 20311 Canon City West | 135300 | Estimated Additions: 0010000000 | 9814375 | Canon W Sub Stop-Gap Activity | 2002-03-06 | 2003-03-01 | 10012613
0 | 0 | 0 | 0 | 2024-12-01 | BH Colorado Electric Oper Co | Regulated Electric (122) | WPC Sub 20311 Canon City West | WPC Sub 20311 Canon City West | 135300 | Estimated Additions: 0010000000 | 9809763 | Purch 115KV Txfmr-Canon West | 2001-12-01 | 2002-02-01 | 10009495
0 | 0 | 0 | 0 | 2024-12-01 | BH Colorado Electric Oper Co | Regulated Electric (122) | WPC Sub 20311 Canon City West | WPC Sub 20311 Canon City West | 135300 | Estimated Additions: 0010000000 | 10913882 | 115kv Line Terminal at Canon W | 2010-05-24 | 2011-06-01 | 10013686
0 | 4322.41 | 469.4448 | 3852.9652 | 2024-12-01 | BH Colorado Electric Oper Co | Regulated Electric (122) | WPC Sub 20311 Canon City West | WPC Sub 20311 Canon City West | 135300 | Grounding Systems, Station: 3920000000 | 29712866 | Grounding Systems, Station | 2019-09-18 | 2019-01-01 | 10066050
1 | 49596.48 | 22035.8217 | 27560.6583 | 2024-12-01 | BH Colorado Electric Oper Co | Regulated Electric (122) | WPC Sub 20311 Canon City West | WPC Sub 20311 Canon City West | 135300 | Grounding Systems, Station: 3920000000 | 9814113 | GROUNDING SYSTEMS, STATION | 2002-07-19 | 2002-01-01 | 10008741
3 | 13661.28 | 6069.7358 | 7591.5442 | 2024-12-01 | BH Colorado Electric Oper Co | Regulated Electric (122) | WPC Sub 20311 Canon City West | WPC Sub 20311 Canon City West | 135300 | Line Tuner: 1129000000 | 9813019 | CARR CURR EQ-LINE TUNER | 2002-07-19 | 2002-01-01 | 10013197
0 | 5994.61 | 651.0577 | 5343.5523 | 2024-12-01 | BH Colorado Electric Oper Co | Regulated Electric (122) | WPC Sub 20311 Canon City West | WPC Sub 20311 Canon City West | 135300 | Low Prof- Switch Stand - Low: 7841070000 | 29712893 | Low Prof- Switch Stand - Low | 2019-09-18 | 2019-09-01 | 10066050
2 | 397940.27 | 113941.4575 | 283998.8125 | 2024-12-01 | BH Colorado Electric Oper Co | Regulated Electric (122) | WPC Sub 20311 Canon City West | WPC Sub 20311 Canon City West | 135300 | MAIN CIRCUIT BREAKERS: 6219800000 | 10932590 | 115 KV DEAD TANK CIRCUIT BREAKER | 2010-05-24 | 2011-01-01 | 10013686
1 | 23438.76 | 10413.891 | 13024.869 | 2024-12-01 | BH Colorado Electric Oper Co | Regulated Electric (122) | WPC Sub 20311 Canon City West | WPC Sub 20311 Canon City West | 135300 | Microwave Antennas: 6309000000 | 12818040 | MICROWAVE ANTENNAS | 2002-03-06 | 2002-03-01 | 50507XFER
1 | 67077.18 | 29802.5339 | 37274.6461 | 2024-12-01 | BH Colorado Electric Oper Co | Regulated Electric (122) | WPC Sub 20311 Canon City West | WPC Sub 20311 Canon City West | 135300 | Panel - Bus Differential: 5950100000 | 9810986 | BUS DIFFERENTIAL PANEL | 2002-03-06 | 2002-01-01 | 10012613
1 | 67949.78 | 30190.232 | 37759.548 | 2024-12-01 | BH Colorado Electric Oper Co | Regulated Electric (122) | WPC Sub 20311 Canon City West | WPC Sub 20311 Canon City West | 135300 | Panel - Line: 5950300000 | 9810984 | LINE PANEL | 2002-03-06 | 2002-01-01 | 10012613
1 | 305345.61 | 135665.7049 | 169679.9051 | 2024-12-01 | BH Colorado Electric Oper Co | Regulated Electric (122) | WPC Sub 20311 Canon City West | WPC Sub 20311 Canon City West | 135300 | Panel - Other: 5950900000 | 9810983 | TERMINATION CABINET(1), CONTROL PANELS (4) | 2002-03-06 | 2002-01-01 | 10012613
1 | 68924.48 | 30623.2933 | 38301.1867 | 2024-12-01 | BH Colorado Electric Oper Co | Regulated Electric (122) | WPC Sub 20311 Canon City West | WPC Sub 20311 Canon City West | 135300 | Panel - Transformer Differential: 5950200000 | 9810985 | TRANSFORMER DIFFERENTIAL PANEL | 2002-03-06 | 2002-01-01 | 10012613
6 | 25.24 | 11.2142 | 14.0258 | 2024-12-01 | BH Colorado Electric Oper Co | Regulated Electric (122) | WPC Sub 20311 Canon City West | WPC Sub 20311 Canon City West | 135300 | Pin Insulators: 4271000000 | 9814111 | PIN INSULATORS | 2002-07-19 | 2002-01-01 | 10008741
2 | 69994.61 | 13130.585 | 56864.025 | 2024-12-01 | BH Colorado Electric Oper Co | Regulated Electric (122) | WPC Sub 20311 Canon City West | WPC Sub 20311 Canon City West | 135300 | Pnls,Instr,Gauge,Relay&Control-Othr: 5959800000 | 13776665 | RELAYS | 2015-04-30 | 2015-04-01 | 10049752
18 | 19872.47 | 8829.3807 | 11043.0893 | 2024-12-01 | BH Colorado Electric Oper Co | Regulated Electric (122) | WPC Sub 20311 Canon City West | WPC Sub 20311 Canon City West | 135300 | Post Insulators: 4272000000 | 9814110 | POST INSULATORS | 2002-07-19 | 2002-01-01 | 10008741
3 | 99653.07 | 28533.4682 | 71119.6018 | 2024-12-01 | BH Colorado Electric Oper Co | Regulated Electric (122) | WPC Sub 20311 Canon City West | WPC Sub 20311 Canon City West | 135300 | Potential Device - Ccvt: 1126000000 | 10932587 | POTENTIAL DEVICE-CCVT 123 KV | 2010-05-24 | 2011-01-01 | 10013686
6 | 607.8 | 270.0468 | 337.7532 | 2024-12-01 | BH Colorado Electric Oper Co | Regulated Electric (122) | WPC Sub 20311 Canon City West | WPC Sub 20311 Canon City West | 135300 | Potheads (Terminators): 6190000000 | 9814106 | POTHEADS (TERMINATORS) | 2002-07-19 | 2002-01-01 | 10008741
160 | 285.56 | 81.7638 | 203.7962 | 2024-12-01 | BH Colorado Electric Oper Co | Regulated Electric (122) | WPC Sub 20311 Canon City West | WPC Sub 20311 Canon City West | 135300 | Pvc Conduit: 1820100000 | 10932596 | Pvc Conduit | 2010-05-24 | 2011-01-01 | 10013686
4230 | 56657.1 | 25172.8702 | 31484.2298 | 2024-12-01 | BH Colorado Electric Oper Co | Regulated Electric (122) | WPC Sub 20311 Canon City West | WPC Sub 20311 Canon City West | 135300 | Pvc Conduit: 1820100000 | 9814099 | PVC CONDUIT | 2002-07-19 | 2002-01-01 | 10008741
3 | 1273822.92 | 591116.1248 | 682706.7952 | 2024-12-01 | BH Colorado Electric Oper Co | Regulated Electric (122) | WPC Sub 20311 Canon City West | WPC Sub 20311 Canon City West | 135300 | Pwr Trfrmr Nbr Xxxxxxx: 9105XXXXXX | 9809873 | POWER TRANSFORMER NBR 08402-08402-TX.-POWER 08402 | 2001-12-01 | 2002-02-01 | 10009495
3 | 41796.51 | 18570.2784 | 23226.2316 | 2024-12-01 | BH Colorado Electric Oper Co | Regulated Electric (122) | WPC Sub 20311 Canon City West | WPC Sub 20311 Canon City West | 135300 | Reactor-Current Limiting: 6511000000 | 9813018 | REACTOR-CURRENT LIMITING | 2002-07-19 | 2002-01-01 | 10013197
1 | 1136.44 | 504.9227 | 631.5173 | 2024-12-01 | BH Colorado Electric Oper Co | Regulated Electric (122) | WPC Sub 20311 Canon City West | WPC Sub 20311 Canon City West | 135300 | Relay - Miscellaneous: 5959900000 | 9810982 | LOCKOUT RELAY | 2002-03-06 | 2002-01-01 | 10012613
0 | 47352.52 | 3272.7055 | 44079.8145 | 2024-12-01 | BH Colorado Electric Oper Co | Regulated Electric (122) | WPC Sub 20311 Canon City West | WPC Sub 20311 Canon City West | 135300 | RELAY AND CONTROL: 5959810000 | 34237245 | NERC Test Switch | 2021-10-07 | 2021-10-01 | 10075411
1 | 17509.58 | 6050.7565 | 11458.8235 | 2024-12-01 | BH Colorado Electric Oper Co | Regulated Electric (122) | WPC Sub 20311 Canon City West | WPC Sub 20311 Canon City West | 135300 | Scada Equip - Rtu: 8191130000 | 9745507 | HMI Interface | 2007-02-01 | 2007-01-01 | 10024382
1 | 46080.65 | 20473.7309 | 25606.9191 | 2024-12-01 | BH Colorado Electric Oper Co | Regulated Electric (122) | WPC Sub 20311 Canon City West | WPC Sub 20311 Canon City West | 135300 | Scada Equip - Rtu: 8191130000 | 9810980 | SCADA EQUIPMENT- RTU | 2002-03-06 | 2002-01-01 | 10012613
1 | 15760.79 | 466.8368 | 15293.9532 | 2024-12-01 | BH Colorado Electric Oper Co | Regulated Electric (122) | WPC Sub 20311 Canon City West | WPC Sub 20311 Canon City West | 135300 | Scada Equip - Rtu: 8191130000 | 38893841 | Scada Equip - Rtu WAPA IT Router | 2023-10-27 | 2023-01-01 | 10084403
1 | 2229.39 | 990.5227 | 1238.8673 | 2024-12-01 | BH Colorado Electric Oper Co | Regulated Electric (122) | WPC Sub 20311 Canon City West | WPC Sub 20311 Canon City West | 135300 | Scada Equip - Transmitter: 8191010000 | 12818051 | Microwave Radio Service (SCADA Communications) | 2002-03-22 | 2003-01-01 | 50507XFER
60 | 712.6 | 316.6097 | 395.9903 | 2024-12-01 | BH Colorado Electric Oper Co | Regulated Electric (122) | WPC Sub 20311 Canon City West | WPC Sub 20311 Canon City West | 135300 | Steel Conduit: 1820200000 | 9813014 | STEEL CONDUIT | 2002-03-06 | 2002-01-01 | 10012613
30 | 391.63 | 112.1347 | 279.4953 | 2024-12-01 | BH Colorado Electric Oper Co | Regulated Electric (122) | WPC Sub 20311 Canon City West | WPC Sub 20311 Canon City West | 135300 | Steel Conduit: 1820200000 | 10932599 | Steel Conduit | 2010-05-24 | 2011-01-01 | 10013686
0 | 0 | 0 | 0 | 2024-12-01 | BH Colorado Electric Oper Co | Regulated Electric (122) | WPC Sub 20311 Canon City West | WPC Sub 20311 Canon City West | 135300 | Steel Conduit: 1820200000 | 9810978 | STEEL CONDUIT | 2002-03-06 | 2002-01-01 | 10012613
2 | 2340.59 | 254.2049 | 2086.3851 | 2024-12-01 | BH Colorado Electric Oper Co | Regulated Electric (122) | WPC Sub 20311 Canon City West | WPC Sub 20311 Canon City West | 135300 | Structure - Steel: 7841085000 | 29712917 | Platform, Operator | 2019-09-18 | 2019-09-01 | 10066050
100000 | 260913.03 | 74706.7165 | 186206.3135 | 2024-12-01 | BH Colorado Electric Oper Co | Regulated Electric (122) | WPC Sub 20311 Canon City West | WPC Sub 20311 Canon City West | 135300 | Structure - Steel: 7841085000 | 10932608 | STRUCTURES-STEEL | 2010-05-24 | 2011-06-01 | 10013686
12 | 5850.29 | 2599.2963 | 3250.9937 | 2024-12-01 | BH Colorado Electric Oper Co | Regulated Electric (122) | WPC Sub 20311 Canon City West | WPC Sub 20311 Canon City West | 135300 | Suspension Insulators: 4273000000 | 9814108 | SUSPENSION INSULATORS | 2002-07-19 | 2002-01-01 | 10008741
0 | 37337.86 | 4055.1597 | 33282.7003 | 2024-12-01 | BH Colorado Electric Oper Co | Regulated Electric (122) | WPC Sub 20311 Canon City West | WPC Sub 20311 Canon City West | 135300 | Switch Stand: 7847000000 | 29712914 | Switch Stand | 2019-09-18 | 2019-09-01 | 10066050
14 | 227209.13 | 100949.5004 | 126259.6296 | 2024-12-01 | BH Colorado Electric Oper Co | Regulated Electric (122) | WPC Sub 20311 Canon City West | WPC Sub 20311 Canon City West | 135300 | Switch Stand: 7847000000 | 9813041 | SWITCH STAND | 2002-07-19 | 2002-01-01 | 10013197
1 | 4746.7 | 2108.9689 | 2637.7311 | 2024-12-01 | BH Colorado Electric Oper Co | Regulated Electric (122) | WPC Sub 20311 Canon City West | WPC Sub 20311 Canon City West | 135300 | Switches - Over 34500v: 7986900000 | 9814103 | SWITCHES - OVER 34.5KV | 2002-07-19 | 2002-01-01 | 10008741
1 | 30322.91 | 13472.5335 | 16850.3765 | 2024-12-01 | BH Colorado Electric Oper Co | Regulated Electric (122) | WPC Sub 20311 Canon City West | WPC Sub 20311 Canon City West | 135300 | Tower - Not Available: 8330000000 | 12818062 | MICROWAVE TOWER | 2002-03-06 | 2002-01-01 | 50507XFER
1 | 8935.68 | 3970.1417 | 4965.5383 | 2024-12-01 | BH Colorado Electric Oper Co | Regulated Electric (122) | WPC Sub 20311 Canon City West | WPC Sub 20311 Canon City West | 135300 | Transformer,Aux 25kva <,0-15kv: 8610025015 | 9814133 | TRANSFORMER,AUX 25KVA AND LESS,0-15KV | 2002-07-19 | 2002-01-01 | 10008741
1 | 30886.22 | 13722.8133 | 17163.4067 | 2024-12-01 | BH Colorado Electric Oper Co | Regulated Electric (122) | WPC Sub 20311 Canon City West | WPC Sub 20311 Canon City West | 135300 | Transmitter/Receiver Combined: 1123000000 | 9810989 | CARR CURR EQ-TRANS/REC COMBINED | 2002-03-06 | 2002-01-01 | 10012613
1 | 318246.91 | 141397.78 | 176849.13 | 2024-12-01 | BH Colorado Electric Oper Co | Regulated Electric (122) | WPC Sub 20311 Canon City West | WPC Sub 20311 Canon City West | 135300 | Two-Way Control Station Unit System: 6304000000 | 12818073 | TWO-WAY CONTROL STATION UNIT SYSTEM | 2002-03-06 | 2002-03-01 | 50507XFER
2 | 22035.99 | 9790.6373 | 12245.3527 | 2024-12-01 | BH Colorado Electric Oper Co | Regulated Electric (122) | WPC Sub 20311 Canon City West | WPC Sub 20311 Canon City West | 135300 | WAVEGUIDE: 1128000050 | 9813020 | CARR CURR EQ-WAVE TRAP-800 AMP | 2002-07-19 | 2002-01-01 | 10013197
4 | 40357.25 | 24090.544 | 16266.706 | 2024-12-01 | BH Colorado Electric Oper Co | Regulated Electric (122) | WPC Sub 20311 Canon City West | WPC Sub 20311 Canon City West | 135359 | Arrester - 69,001-146,000 Volts: 0211460000 | 9813025 | W-ARRESTER - 69,001-146,000 VOLTS | 2002-07-19 | 2002-01-01 | 10013197
1 | 371889 | 221992.5375 | 149896.4625 | 2024-12-01 | BH Colorado Electric Oper Co | Regulated Electric (122) | WPC Sub 20311 Canon City West | WPC Sub 20311 Canon City West | 135359 | Buildings: 0630109000 | 9814444 | W-CONTROL BLDG | 2002-03-06 | 2002-01-01 | 10012613
1 | 427570.03 | 255230.34 | 172339.69 | 2024-12-01 | BH Colorado Electric Oper Co | Regulated Electric (122) | WPC Sub 20311 Canon City West | WPC Sub 20311 Canon City West | 135359 | Bus Bar: 0771000000 | 9814100 | W-BUS BAR | 2002-07-19 | 2002-01-01 | 10008741
46 | 316461.21 | 188905.9021 | 127555.3079 | 2024-12-01 | BH Colorado Electric Oper Co | Regulated Electric (122) | WPC Sub 20311 Canon City West | WPC Sub 20311 Canon City West | 135359 | Bus Support: 7846000000 | 9813044 | W-BUS SUPPORT | 2002-07-19 | 2002-01-01 | 10013197
1 | 117820.63 | 70330.9338 | 47489.6962 | 2024-12-01 | BH Colorado Electric Oper Co | Regulated Electric (122) | WPC Sub 20311 Canon City West | WPC Sub 20311 Canon City West | 135359 | Cond. Control Cable, Other: 0772000000 | 9814081 | W-COND. CONTROL CABLE, OTHER | 2002-07-19 | 2002-01-01 | 10008741
1 | 11769.42 | 7025.5464 | 4743.8736 | 2024-12-01 | BH Colorado Electric Oper Co | Regulated Electric (122) | WPC Sub 20311 Canon City West | WPC Sub 20311 Canon City West | 135359 | Cond. Pwr Cable, Al, Other: 0773000000 | 9814080 | W-COND. PWR CABLE, AL, OTHER | 2002-07-19 | 2002-01-01 | 10008741
11 | 299174.21 | 178586.7343 | 120587.4757 | 2024-12-01 | BH Colorado Electric Oper Co | Regulated Electric (122) | WPC Sub 20311 Canon City West | WPC Sub 20311 Canon City West | 135359 | Coupling Capacitor: 1125000000 | 9813022 | W-CARR CURR EQ-CCVT RELAY | 2002-07-19 | 2002-01-01 | 10013197
3 | 142358.78 | 84978.5469 | 57380.2331 | 2024-12-01 | BH Colorado Electric Oper Co | Regulated Electric (122) | WPC Sub 20311 Canon City West | WPC Sub 20311 Canon City West | 135359 | Curr Tran, 161001-345k,601-1200a: 8750061200 | 9813049 | W-CURR TRAN, 161001-345K,601-1200A | 2002-07-19 | 2002-01-01 | 10013197
14 | 96314.24 | 57493.076 | 38821.164 | 2024-12-01 | BH Colorado Electric Oper Co | Regulated Electric (122) | WPC Sub 20311 Canon City West | WPC Sub 20311 Canon City West | 135359 | Curr/Pot Trans/Reac Stand: 7843000000 | 9813046 | W-CURR/POT TRANS/REAC STAND | 2002-07-19 | 2002-01-01 | 10013197
2 | 463737.91 | 276820.114 | 186917.796 | 2024-12-01 | BH Colorado Electric Oper Co | Regulated Electric (122) | WPC Sub 20311 Canon City West | WPC Sub 20311 Canon City West | 135359 | Deadend Tower: 7848000000 | 9813040 | W-DEADEND TOWER | 2002-07-19 | 2002-01-01 | 10013197
1 | 86536.4 | 51656.368 | 34880.032 | 2024-12-01 | BH Colorado Electric Oper Co | Regulated Electric (122) | WPC Sub 20311 Canon City West | WPC Sub 20311 Canon City West | 135359 | Grounding Systems, Station: 3920000000 | 9814112 | W-GROUNDING SYSTEMS, STATION | 2002-07-19 | 2002-01-01 | 10008741
2 | 42267.38 | 25230.7622 | 17036.6178 | 2024-12-01 | BH Colorado Electric Oper Co | Regulated Electric (122) | WPC Sub 20311 Canon City West | WPC Sub 20311 Canon City West | 135359 | Lightning Mast: 7849000000 | 9813038 | W-LIGHTENING MAST | 2002-07-19 | 2002-01-01 | 10013197
5 | 544688.34 | 325142.0363 | 219546.3037 | 2024-12-01 | BH Colorado Electric Oper Co | Regulated Electric (122) | WPC Sub 20311 Canon City West | WPC Sub 20311 Canon City West | 135359 | Panel - Other: 5950900000 | 9813035 | W-RELAY PANELS | 2002-03-06 | 2002-01-01 | 10012613
1 | 32671.85 | 19502.8809 | 13168.9691 | 2024-12-01 | BH Colorado Electric Oper Co | Regulated Electric (122) | WPC Sub 20311 Canon City West | WPC Sub 20311 Canon City West | 135359 | Post Insulators: 4272000000 | 9814109 | W-POST INSULATORS | 2002-07-19 | 2002-01-01 | 10008741
1 | 117698.78 | 70258.1976 | 47440.5824 | 2024-12-01 | BH Colorado Electric Oper Co | Regulated Electric (122) | WPC Sub 20311 Canon City West | WPC Sub 20311 Canon City West | 135359 | Pvc Conduit: 1820100000 | 9814098 | W-PVC CONDUIT | 2002-07-19 | 2002-01-01 | 10008741
2 | 13759.05 | 8213.2207 | 5545.8293 | 2024-12-01 | BH Colorado Electric Oper Co | Regulated Electric (122) | WPC Sub 20311 Canon City West | WPC Sub 20311 Canon City West | 135359 | Struc-High Prof-Bay #1: 7842001000 | 9813047 | W-STRUC-HIGH PROF-BAY #1 | 2002-07-19 | 2002-01-01 | 10013197
12 | 82555.03 | 49279.7598 | 33275.2702 | 2024-12-01 | BH Colorado Electric Oper Co | Regulated Electric (122) | WPC Sub 20311 Canon City West | WPC Sub 20311 Canon City West | 135359 | Struc-Supporting,Outdoor-Other: 7849900000 | 9813017 | W-STRUC-SUPPORTING,OUTDOOR-OTHER | 2002-07-19 | 2002-01-01 | 10013197
1 | 21444.87 | 12801.1345 | 8643.7355 | 2024-12-01 | BH Colorado Electric Oper Co | Regulated Electric (122) | WPC Sub 20311 Canon City West | WPC Sub 20311 Canon City West | 135359 | Suspension Insulators: 4273000000 | 9814107 | W-SUSPENSION INSULATORS | 2002-07-19 | 2002-01-01 | 10008741
9 | 61916.25 | 36959.8064 | 24956.4436 | 2024-12-01 | BH Colorado Electric Oper Co | Regulated Electric (122) | WPC Sub 20311 Canon City West | WPC Sub 20311 Canon City West | 135359 | Switch Stand: 7847000000 | 9813042 | W-SWITCH STAND | 2002-07-19 | 2002-01-01 | 10013197
9 | 533409.71 | 318409.4584 | 215000.2516 | 2024-12-01 | BH Colorado Electric Oper Co | Regulated Electric (122) | WPC Sub 20311 Canon City West | WPC Sub 20311 Canon City West | 135359 | Switches - Over 34500v: 7986900000 | 9813015 | W-SWITCHES AIRBREAK MANUAL 230KV 1600A | 2002-07-19 | 2002-01-01 | 10013197
2 | 40201.04 | 23997.2973 | 16203.7427 | 2024-12-01 | BH Colorado Electric Oper Co | Regulated Electric (122) | WPC Sub 20311 Canon City West | WPC Sub 20311 Canon City West | 135359 | Transformer,Aux 25kva <,0-15kv: 8610025015 | 9813037 | W-TRANSFORMER,AUX 25KVA AND LESS,0-15KV | 2002-07-19 | 2002-01-01 | 10013197
0 | 0 | 0 | 0 | 2024-12-01 | BH Colorado Electric Oper Co | Regulated Electric (122) | WPC Sub 20311 Canon City West | WPC Sub 20311 Canon City West | 135800 | Cable, Urd-Triplex, 1/0: 0853110000 | 10932584 | Cable, Urd-Triplex, 1/0 | 2010-05-24 | 2011-01-01 | 10013686
1 | 1755.84 | -41.92 | 1797.76 | 2024-12-01 | BH Colorado Electric Oper Co | Regulated Electric (122) | WPC Sub 20328 Portland | WPC Sub 20328 Portland | 135001 | Land: 4481XXXXXX | 9868951 | LAND - TRACT 11 : Fremont County Road 291 | 1974-07-01 | 1974-07-01 | CPR Conversion
1 | 2222 | -25.74 | 2247.74 | 2024-12-01 | BH Colorado Electric Oper Co | Regulated Electric (122) | WPC Sub 20328 Portland | WPC Sub 20328 Portland | 135001 | Land: 4481XXXXXX | 9807798 | LAND | 2000-08-01 | 2000-09-01 | 10006115
1 | 554.93 | 441.7137 | 113.2163 | 2024-12-01 | BH Colorado Electric Oper Co | Regulated Electric (122) | WPC Sub 20328 Portland | WPC Sub 20328 Portland | 135200 | Building - Other: 0630000000 | 9973821 | HEATING EQUIPMENT-BUILDING #1 | 1974-07-01 | 1974-07-01 | CPR Conversion
1 | 424.75 | 338.0929 | 86.6571 | 2024-12-01 | BH Colorado Electric Oper Co | Regulated Electric (122) | WPC Sub 20328 Portland | WPC Sub 20328 Portland | 135200 | Building - Other: 0630000000 | 9973823 | LIGHTING - BUILDING #1 | 1974-07-01 | 1974-07-01 | CPR Conversion
1 | 18108.27 | 14413.8361 | 3694.4339 | 2024-12-01 | BH Colorado Electric Oper Co | Regulated Electric (122) | WPC Sub 20328 Portland | WPC Sub 20328 Portland | 135200 | Building - Other: 0630000000 | 9973822 | FOUNDATIONS-BUILDING #1 | 1974-07-01 | 1974-07-01 | CPR Conversion
0 | 0 | 0 | 0 | 2024-12-01 | BH Colorado Electric Oper Co | Regulated Electric (122) | WPC Sub 20328 Portland | WPC Sub 20328 Portland | 135200 | Building - Other: 0630000000 | 9973818 | ROOF BUILDING #1 | 1974-07-01 | 1974-07-01 | CPR Conversion
1 | 1208.96 | 962.309 | 246.651 | 2024-12-01 | BH Colorado Electric Oper Co | Regulated Electric (122) | WPC Sub 20328 Portland | WPC Sub 20328 Portland | 135200 | Building - Other: 0630000000 | 9973820 | FANS, VENTILATING-BUILDING #1 | 1974-07-01 | 1974-07-01 | CPR Conversion
2 | 25322.6 | 20156.3047 | 5166.2953 | 2024-12-01 | BH Colorado Electric Oper Co | Regulated Electric (122) | WPC Sub 20328 Portland | WPC Sub 20328 Portland | 135200 | Building - Other: 0630000000 | 9973819 | BUILDINGS-OTHER #1 | 1974-07-01 | 1974-07-01 | CPR Conversion
2000 | 1538 | 1224.2185 | 313.7815 | 2024-12-01 | BH Colorado Electric Oper Co | Regulated Electric (122) | WPC Sub 20328 Portland | WPC Sub 20328 Portland | 135200 | Fence: 3220000000 | 9973817 | FENCE | 1974-07-01 | 1974-07-01 | CPR Conversion
1 | 39527.43 | 7787.8907 | 31739.5393 | 2024-12-01 | BH Colorado Electric Oper Co | Regulated Electric (122) | WPC Sub 20328 Portland | WPC Sub 20328 Portland | 135200 | Fence: 3220000000 | 11845676 | FENCE | 2012-12-19 | 2012-12-01 | 10042866
1 | 2881.71 | 840.2977 | 2041.4123 | 2024-12-01 | BH Colorado Electric Oper Co | Regulated Electric (122) | WPC Sub 20328 Portland | WPC Sub 20328 Portland | 135200 | Fence: 3220000000 | 29709771 | FENCE-60' FOR MICROWAVE TOWER | 2006-10-15 | 2006-01-01 | 10023478
1 | 16332.75 | 1673.3401 | 14659.4099 | 2024-12-01 | BH Colorado Electric Oper Co | Regulated Electric (122) | WPC Sub 20328 Portland | WPC Sub 20328 Portland | 135200 | ROOF: 0630000004 | 27510549 | ROOF | 2018-08-06 | 2018-08-01 | 10056313
0 | 5213.79 | 451.9887 | 4761.8013 | 2024-12-01 | BH Colorado Electric Oper Co | Regulated Electric (122) | WPC Sub 20328 Portland | WPC Sub 20328 Portland | 135200 | SECURITY SYSTEM: 0630000027 | 33375786 | SECURITY SYSTEM | 2019-12-16 | 2019-12-01 | 10068549
1 | 12623.22 | 10047.8414 | 2575.3786 | 2024-12-01 | BH Colorado Electric Oper Co | Regulated Electric (122) | WPC Sub 20328 Portland | WPC Sub 20328 Portland | 135200 | Station Rock: 7702000000 | 9973816 | STATION ROCK | 1974-07-01 | 1974-07-01 | CPR Conversion
1 | 10789.17 | 8587.9727 | 2201.1973 | 2024-12-01 | BH Colorado Electric Oper Co | Regulated Electric (122) | WPC Sub 20328 Portland | WPC Sub 20328 Portland | 135200 | Walks, Drives, Curbs, Roads, Etc.: 7703000000 | 9701169 | WALKS, DRIVES, CURBS, ROADS, ETC. | 1974-07-01 | 1974-07-01 | CPR Conversion
6 | 466.52 | 371.341 | 95.179 | 2024-12-01 | BH Colorado Electric Oper Co | Regulated Electric (122) | WPC Sub 20328 Portland | WPC Sub 20328 Portland | 135200 | Yard Lighting Systems: 7700900000 | 9973815 | YARD LIGHTING SYSTEMS | 1974-07-01 | 1974-07-01 | CPR Conversion
3 | 40469.89 | 19579.1567 | 20890.7333 | 2024-12-01 | BH Colorado Electric Oper Co | Regulated Electric (122) | WPC Sub 20328 Portland | WPC Sub 20328 Portland | 135300 | Airbrk-3ph-Manl-69-170kv- 1200-1999: 7982217019 | 9807805 | AIRBRK-3PH-MANL-69-170KV- 1200-1999AMPS | 2000-08-01 | 2001-01-01 | 10006115
5 | -56535.67 | -27351.7112 | -29183.9588 | 2024-12-01 | BH Colorado Electric Oper Co | Regulated Electric (122) | WPC Sub 20328 Portland | WPC Sub 20328 Portland | 135300 | Airbrk-3ph-Manl-69-170kv- 1200-1999: 7982217019 | 9809973 | AIRBRK-3PH-MANL-69-170KV- 1200-1999AMPS | 2000-12-15 | 2002-01-01 | 10009149
0 | 0 | 0 | 0 | 2024-12-01 | BH Colorado Electric Oper Co | Regulated Electric (122) | WPC Sub 20328 Portland | WPC Sub 20328 Portland | 135300 | Airbrk-Elec-1ph 15001-45000- <=600a: 7981104506 | 9973869 | AIRBRK-1PH-ELEC-15001-45000- <=600AMPS | 1981-07-01 | 1981-07-01 | CPR Conversion
3 | 9571.05 | 8221.3803 | 1349.6697 | 2024-12-01 | BH Colorado Electric Oper Co | Regulated Electric (122) | WPC Sub 20328 Portland | WPC Sub 20328 Portland | 135300 | Airbrk-Elec-1ph 15001-45000- <=600a: 7981104506 | 9785417 | AIRBRK-1PH-ELEC-15001-45000- <=600AMPS | 1981-07-01 | 1981-07-01 | WCDXFER
3 | 21169.15 | 5225.277 | 15943.873 | 2024-12-01 | BH Colorado Electric Oper Co | Regulated Electric (122) | WPC Sub 20328 Portland | WPC Sub 20328 Portland | 135300 | Arrester - 0-10,000 Volts: 0210100000 | 11845659 | ARRESTERS: 70 KV POLYMER | 2012-12-19 | 2012-01-01 | 10042866
9 | 4483.91 | 4471.4064 | 12.5036 | 2024-12-01 | BH Colorado Electric Oper Co | Regulated Electric (122) | WPC Sub 20328 Portland | WPC Sub 20328 Portland | 135300 | Arrester - 23,001-34,500 Volts: 0210690000 | 9766514 | ARRESTER - 23,000-69,000 VOLTS | 1974-07-01 | 1974-07-01 | WCDXFER
3 | 6927.11 | 5950.2778 | 976.8322 | 2024-12-01 | BH Colorado Electric Oper Co | Regulated Electric (122) | WPC Sub 20328 Portland | WPC Sub 20328 Portland | 135300 | Arrester - 23,001-34,500 Volts: 0210690000 | 9766515 | ARRESTER - 23,000-69,000 VOLTS | 1981-07-01 | 1981-07-01 | WCDXFER
0 | 0 | 0 | 0 | 2024-12-01 | BH Colorado Electric Oper Co | Regulated Electric (122) | WPC Sub 20328 Portland | WPC Sub 20328 Portland | 135300 | Arrester - 23,001-34,500 Volts: 0210690000 | 9973814 | ARRESTER - 23,000-69,000 VOLTS | 1974-07-01 | 1974-07-01 | CPR Conversion
0 | 0 | 0 | 0 | 2024-12-01 | BH Colorado Electric Oper Co | Regulated Electric (122) | WPC Sub 20328 Portland | WPC Sub 20328 Portland | 135300 | Arrester - 23,001-34,500 Volts: 0210690000 | 9973813 | ARRESTER - 23,000-69,000 VOLTS | 1981-07-01 | 1981-07-01 | CPR Conversion
0 | 0 | 0 | 0 | 2024-12-01 | BH Colorado Electric Oper Co | Regulated Electric (122) | WPC Sub 20328 Portland | WPC Sub 20328 Portland | 135300 | Arrester - 69,001-146,000 Volts: 0211460000 | 9709873 | ARRESTER - 69,001-146,000 VOLTS | 1974-07-01 | 1974-07-01 | CPR Conversion
3 | 12014.15 | 10319.9645 | 1694.1855 | 2024-12-01 | BH Colorado Electric Oper Co | Regulated Electric (122) | WPC Sub 20328 Portland | WPC Sub 20328 Portland | 135300 | Arrester - 69,001-146,000 Volts: 0211460000 | 9766597 | ARRESTER - 69,001-146,000 VOLTS | 1981-07-01 | 1981-07-01 | WCDXFER
0 | 0 | 0 | 0 | 2024-12-01 | BH Colorado Electric Oper Co | Regulated Electric (122) | WPC Sub 20328 Portland | WPC Sub 20328 Portland | 135300 | Arrester - 69,001-146,000 Volts: 0211460000 | 9706618 | ARRESTER - 69,001-146,000 VOLTS | 1981-07-01 | 1981-07-01 | CPR Conversion
3 | -4462.87 | -2159.1171 | -2303.7529 | 2024-12-01 | BH Colorado Electric Oper Co | Regulated Electric (122) | WPC Sub 20328 Portland | WPC Sub 20328 Portland | 135300 | Arrester - 69,001-146,000 Volts: 0211460000 | 9809958 | ARRESTER - 69,001-146,000 VOLTS | 2000-12-15 | 2002-01-01 | 10009149
6 | 5009.32 | 4995.3513 | 13.9687 | 2024-12-01 | BH Colorado Electric Oper Co | Regulated Electric (122) | WPC Sub 20328 Portland | WPC Sub 20328 Portland | 135300 | Arrester - 69,001-146,000 Volts: 0211460000 | 9766596 | ARRESTER - 69,001-146,000 VOLTS | 1974-07-01 | 1974-07-01 | WCDXFER
3 | 7723.21 | 3736.4554 | 3986.7546 | 2024-12-01 | BH Colorado Electric Oper Co | Regulated Electric (122) | WPC Sub 20328 Portland | WPC Sub 20328 Portland | 135300 | Arrester - 69,001-146,000 Volts: 0211460000 | 9807785 | ARRESTER - 69,001-146,000 VOLTS | 2000-08-01 | 2001-01-01 | 10006115
0 | 48340.04 | 1431.8388 | 46908.2012 | 2024-12-01 | BH Colorado Electric Oper Co | Regulated Electric (122) | WPC Sub 20328 Portland | WPC Sub 20328 Portland | 135300 | Batteries, Storage - Station: 0353000000 | 38151404 | Batteries, Storage - Station | 2023-07-28 | 2023-07-01 | 10082275
0 | 0 | 0 | 0 | 2024-12-01 | BH Colorado Electric Oper Co | Regulated Electric (122) | WPC Sub 20328 Portland | WPC Sub 20328 Portland | 135300 | Batteries, Storage: 0350000000 | 12818095 | BATTERIES, STORAGE | 2007-02-22 | 2007-01-01 | 50507XFER
0 | 0 | 0 | 0 | 2024-12-01 | BH Colorado Electric Oper Co | Regulated Electric (122) | WPC Sub 20328 Portland | WPC Sub 20328 Portland | 135300 | Batteries, Storage: 0350000000 | 9766638 | BATTERIES, STORAGE | 1990-07-01 | 1990-07-01 | WCDXFER
0 | 0 | 0 | 0 | 2024-12-01 | BH Colorado Electric Oper Co | Regulated Electric (122) | WPC Sub 20328 Portland | WPC Sub 20328 Portland | 135300 | Batteries, Storage: 0350000000 | 9742876 | BATTERIES, STORAGE | 2007-02-22 | 2007-01-01 | 10024688
1 | 13427.81 | 5435.6931 | 7992.1169 | 2024-12-01 | BH Colorado Electric Oper Co | Regulated Electric (122) | WPC Sub 20328 Portland | WPC Sub 20328 Portland | 135300 | Batteries, Storage: 0350000000 | 12818084 | BATTERIES, COMMUNICATION | 2004-11-12 | 2005-01-01 | 50507XFER
0 | 0 | 0 | 0 | 2024-12-01 | BH Colorado Electric Oper Co | Regulated Electric (122) | WPC Sub 20328 Portland | WPC Sub 20328 Portland | 135300 | Batteries, Storage: 0350000000 | 9693304 | BATTERIES, STORAGE | 1990-07-01 | 1990-07-01 | CPR Conversion
0 | 10968.44 | 324.8867 | 10643.5533 | 2024-12-01 | BH Colorado Electric Oper Co | Regulated Electric (122) | WPC Sub 20328 Portland | WPC Sub 20328 Portland | 135300 | Battery Charger: 0300000000 | 38151398 | Battery Charger | 2023-07-28 | 2023-07-01 | 10082275
0 | 0 | 0 | 0 | 2024-12-01 | BH Colorado Electric Oper Co | Regulated Electric (122) | WPC Sub 20328 Portland | WPC Sub 20328 Portland | 135300 | Battery Charger: 0300000000 | 9766592 | BATTERY CHARGER | 1974-07-01 | 1974-07-01 | WCDXFER
0 | 0 | 0 | 0 | 2024-12-01 | BH Colorado Electric Oper Co | Regulated Electric (122) | WPC Sub 20328 Portland | WPC Sub 20328 Portland | 135300 | Battery Charger: 0300000000 | 9973812 | BATTERY CHARGER | 1974-07-01 | 1974-07-01 | CPR Conversion
2 | 300468.92 | 8899.9315 | 291568.9885 | 2024-12-01 | BH Colorado Electric Oper Co | Regulated Electric (122) | WPC Sub 20328 Portland | WPC Sub 20328 Portland | 135300 | Breaker, 115 KV: 6212115115 | 38788150 | Breaker, 115 KV | 2023-11-30 | 2023-01-01 | 10079869
0 | 0 | 0 | 0 | 2024-12-01 | BH Colorado Electric Oper Co | Regulated Electric (122) | WPC Sub 20328 Portland | WPC Sub 20328 Portland | 135300 | Breaker, Gas - 69 Kv: 6212069000 | 9778070 | GAS - 69KV | 1983-07-01 | 1983-07-01 | WCDXFER
0 | 0 | 0 | 0 | 2024-12-01 | BH Colorado Electric Oper Co | Regulated Electric (122) | WPC Sub 20328 Portland | WPC Sub 20328 Portland | 135300 | Breaker, Gas - 69 Kv: 6212069000 | 9973810 | GAS - 69 KV | 1981-07-01 | 1981-07-01 | CPR Conversion
2 | 4865.19 | 3890.9053 | 974.2847 | 2024-12-01 | BH Colorado Electric Oper Co | Regulated Electric (122) | WPC Sub 20328 Portland | WPC Sub 20328 Portland | 135300 | Breaker, Gas - 69 Kv: 6212069000 | 9778071 | GAS - 69KV | 1984-07-01 | 1984-07-01 | WCDXFER
0 | 0 | 0 | 0 | 2024-12-01 | BH Colorado Electric Oper Co | Regulated Electric (122) | WPC Sub 20328 Portland | WPC Sub 20328 Portland | 135300 | Breaker, Gas - 69 Kv: 6212069000 | 9778072 | GAS - 69KV | 1981-07-01 | 1981-07-01 | WCDXFER
0 | 0 | 0 | 0 | 2024-12-01 | BH Colorado Electric Oper Co | Regulated Electric (122) | WPC Sub 20328 Portland | WPC Sub 20328 Portland | 135300 | Breaker, Gas - 69 Kv: 6212069000 | 9973808 | PWR CIRC BREAK-GAS-69KV | 1983-07-01 | 1983-07-01 | CPR Conversion
0 | 0 | 0 | 0 | 2024-12-01 | BH Colorado Electric Oper Co | Regulated Electric (122) | WPC Sub 20328 Portland | WPC Sub 20328 Portland | 135300 | Breaker, Gas - 69 Kv: 6212069000 | 9973809 | PWR CIRC BREAK-GAS-69KV | 1984-07-01 | 1984-07-01 | CPR Conversion
1 | 1533.88 | 1287.2894 | 246.5906 | 2024-12-01 | BH Colorado Electric Oper Co | Regulated Electric (122) | WPC Sub 20328 Portland | WPC Sub 20328 Portland | 135300 | Breaker, Oil - 161 Kv: 6213161000 | 9778090 | OIL - 161KV | 1982-07-01 | 1982-07-01 | WCDXFER
0 | 0 | 0 | 0 | 2024-12-01 | BH Colorado Electric Oper Co | Regulated Electric (122) | WPC Sub 20328 Portland | WPC Sub 20328 Portland | 135300 | Breaker, Oil - 161 Kv: 6213161000 | 9973806 | PWR CIRC BREAK-OIL-161KV | 1982-07-01 | 1982-07-01 | CPR Conversion
0 | 0 | 0 | 0 | 2024-12-01 | BH Colorado Electric Oper Co | Regulated Electric (122) | WPC Sub 20328 Portland | WPC Sub 20328 Portland | 135300 | Breaker, Oil - 161 Kv: 6213161000 | 9778092 | OIL - 161KV | 1981-07-01 | 1981-07-01 | WCDXFER
0 | 0 | 0 | 0 | 2024-12-01 | BH Colorado Electric Oper Co | Regulated Electric (122) | WPC Sub 20328 Portland | WPC Sub 20328 Portland | 135300 | Breaker, Oil - 161 Kv: 6213161000 | 9973807 | OIL - 161 KV | 1981-07-01 | 1981-07-01 | CPR Conversion
0 | 0 | 0 | 0 | 2024-12-01 | BH Colorado Electric Oper Co | Regulated Electric (122) | WPC Sub 20328 Portland | WPC Sub 20328 Portland | 135300 | Breaker, Oil - 161 Kv: 6213161000 | 9697412 | OIL - 161 KV | 1974-07-01 | 1974-07-01 | CPR Conversion
0 | 0 | 0 | 0 | 2024-12-01 | BH Colorado Electric Oper Co | Regulated Electric (122) | WPC Sub 20328 Portland | WPC Sub 20328 Portland | 135300 | Breaker, Oil - 161 Kv: 6213161000 | 9778091 | OIL - 161 KV | 1974-07-01 | 1974-07-01 | WCDXFER
1 | 16657.09 | 16610.641 | 46.449 | 2024-12-01 | BH Colorado Electric Oper Co | Regulated Electric (122) | WPC Sub 20328 Portland | WPC Sub 20328 Portland | 135300 | Breaker, Oil - 69 Kv: 6213069000 | 9778064 | OIL - 69KV | 1974-07-01 | 1974-07-01 | WCDXFER
0 | 0 | 0 | 0 | 2024-12-01 | BH Colorado Electric Oper Co | Regulated Electric (122) | WPC Sub 20328 Portland | WPC Sub 20328 Portland | 135300 | Breaker, Oil - 69 Kv: 6213069000 | 9973804 | PWR CIRC BREAK-OIL, 69KV | 1974-07-01 | 1974-07-01 | CPR Conversion
0 | 0 | 0 | 0 | 2024-12-01 | BH Colorado Electric Oper Co | Regulated Electric (122) | WPC Sub 20328 Portland | WPC Sub 20328 Portland | 135300 | Breaker, Oil - 69 Kv: 6213069000 | 9778065 | OIL - 69KV | 1959-07-01 | 1959-07-01 | WCDXFER
0 | 0 | 0 | 0 | 2024-12-01 | BH Colorado Electric Oper Co | Regulated Electric (122) | WPC Sub 20328 Portland | WPC Sub 20328 Portland | 135300 | Breaker, Oil - 69 Kv: 6213069000 | 9973805 | OIL - 69 KV | 1959-07-01 | 1959-07-01 | CPR Conversion
640 | 38658.18 | 9542.1733 | 29116.0067 | 2024-12-01 | BH Colorado Electric Oper Co | Regulated Electric (122) | WPC Sub 20328 Portland | WPC Sub 20328 Portland | 135300 | Bus Bar: 0771000000 | 11845673 | BUS BAR | 2012-12-19 | 2012-01-01 | 10042866
9 | 5681.13 | 2748.506 | 2932.624 | 2024-12-01 | BH Colorado Electric Oper Co | Regulated Electric (122) | WPC Sub 20328 Portland | WPC Sub 20328 Portland | 135300 | Bus Support: 7846000000 | 9807800 | BUS SUPPORT | 2000-08-01 | 2001-01-01 | 10006115
17 | 26010.05 | 6420.1782 | 19589.8718 | 2024-12-01 | BH Colorado Electric Oper Co | Regulated Electric (122) | WPC Sub 20328 Portland | WPC Sub 20328 Portland | 135300 | Bus Support: 7846000000 | 11845682 | BUS SUPPORT | 2012-12-19 | 2012-12-01 | 10042866
41 | 134209.21 | 64929.832 | 69279.378 | 2024-12-01 | BH Colorado Electric Oper Co | Regulated Electric (122) | WPC Sub 20328 Portland | WPC Sub 20328 Portland | 135300 | Capacitor Bank, Station: 1051000000 | 9807780 | CAPACITOR BANK, STATION | 2000-08-01 | 2001-01-01 | 10006115
2 | 16982.23 | 8215.929 | 8766.301 | 2024-12-01 | BH Colorado Electric Oper Co | Regulated Electric (122) | WPC Sub 20328 Portland | WPC Sub 20328 Portland | 135300 | Capacitor Banks-Foundation: 1050000000 | 9807781 | CAPACITOR BANKS-FOUNDATION | 2000-08-01 | 2001-01-01 | 10006115
3 | 21188.56 | 18200.6374 | 2987.9226 | 2024-12-01 | BH Colorado Electric Oper Co | Regulated Electric (122) | WPC Sub 20328 Portland | WPC Sub 20328 Portland | 135300 | Combo-Elec-45-69kv- <= 600amps: 7984106906 | 9785442 | COMBO-ELEC-45-69KV- <= 600AMPS | 1981-07-01 | 1981-07-01 | WCDXFER
0 | 0 | 0 | 0 | 2024-12-01 | BH Colorado Electric Oper Co | Regulated Electric (122) | WPC Sub 20328 Portland | WPC Sub 20328 Portland | 135300 | Combo-Elec-45-69kv- <= 600amps: 7984106906 | 9973868 | COMBO-ELEC-45-69KV- <= 600AMPS | 1974-07-01 | 1974-07-01 | CPR Conversion
0 | 0 | 0 | 0 | 2024-12-01 | BH Colorado Electric Oper Co | Regulated Electric (122) | WPC Sub 20328 Portland | WPC Sub 20328 Portland | 135300 | Combo-Elec-45-69kv- <= 600amps: 7984106906 | 9973866 | COMBO-ELEC-45-69KV- <= 600AMPS | 1981-07-01 | 1981-07-01 | CPR Conversion
12 | 23877.31 | 23810.7272 | 66.5828 | 2024-12-01 | BH Colorado Electric Oper Co | Regulated Electric (122) | WPC Sub 20328 Portland | WPC Sub 20328 Portland | 135300 | Combo-Elec-45-69kv- <= 600amps: 7984106906 | 9785441 | COMBO-ELEC-45-69KV- <= 600AMPS | 1974-07-01 | 1974-07-01 | WCDXFER
0 | 0 | 0 | 0 | 2024-12-01 | BH Colorado Electric Oper Co | Regulated Electric (122) | WPC Sub 20328 Portland | WPC Sub 20328 Portland | 135300 | Combo-Elec-69-170kv- <= 600amps: 7984117006 | 9973865 | COMBO-ELEC-69-170KV- <= 600AMPS | 1981-07-01 | 1981-07-01 | CPR Conversion
3 | 31316.68 | 26900.5321 | 4416.1479 | 2024-12-01 | BH Colorado Electric Oper Co | Regulated Electric (122) | WPC Sub 20328 Portland | WPC Sub 20328 Portland | 135300 | Combo-Elec-69-170kv- <= 600amps: 7984117006 | 9785467 | COMBO-ELEC-69-170KV- <= 600AMPS | 1981-07-01 | 1981-07-01 | WCDXFER
7 | 20026.45 | 19970.6054 | 55.8446 | 2024-12-01 | BH Colorado Electric Oper Co | Regulated Electric (122) | WPC Sub 20328 Portland | WPC Sub 20328 Portland | 135300 | Combo-Elec-69-170kv- <= 600amps: 7984117006 | 9689328 | COMBO-ELEC-69-170KV- <= 600AMPS | 1974-07-01 | 1974-07-01 | WCDXFER
0 | 0 | 0 | 0 | 2024-12-01 | BH Colorado Electric Oper Co | Regulated Electric (122) | WPC Sub 20328 Portland | WPC Sub 20328 Portland | 135300 | Combo-Elec-69-170kv- <= 600amps: 7984117006 | 9973867 | COMBO-ELEC-69-170KV- <= 600AMPS | 1974-07-01 | 1974-07-01 | CPR Conversion
3 | 381727.06 | 94223.4156 | 287503.6444 | 2024-12-01 | BH Colorado Electric Oper Co | Regulated Electric (122) | WPC Sub 20328 Portland | WPC Sub 20328 Portland | 135300 | Communications - JMUX Equip: | 11845670 | JMUX COMMUNICATIONS | 2012-12-19 | 2012-01-01 | 10042866
1 | 2366.69 | 303.774 | 2062.916 | 2024-12-01 | BH Colorado Electric Oper Co | Regulated Electric (122) | WPC Sub 20328 Portland | WPC Sub 20328 Portland | 135300 | Communications Equip: | 29636550 | Microwave Dehydrator | 2018-12-03 | 2018-01-01 | 10062071
7409 | 14817.07 | 7168.434 | 7648.636 | 2024-12-01 | BH Colorado Electric Oper Co | Regulated Electric (122) | WPC Sub 20328 Portland | WPC Sub 20328 Portland | 135300 | Cond. Control Cable, Other: 0772000000 | 9807783 | COND. CONTROL CABLE, OTHER | 2000-08-01 | 2001-01-01 | 10006115
0 | 81299.02 | 2408.0884 | 78890.9316 | 2024-12-01 | BH Colorado Electric Oper Co | Regulated Electric (122) | WPC Sub 20328 Portland | WPC Sub 20328 Portland | 135300 | Cond. Control Cable, Other: 0772000000 | 38788139 | Cond. Control Cable, Other | 2023-11-30 | 2023-01-01 | 10079869
8977 | -9213.7 | -4457.548 | -4756.152 | 2024-12-01 | BH Colorado Electric Oper Co | Regulated Electric (122) | WPC Sub 20328 Portland | WPC Sub 20328 Portland | 135300 | Cond. Control Cable, Other: 0772000000 | 9809955 | COND. CONTROL CABLE, OTHER | 2000-12-15 | 2002-01-01 | 10009149
0 | 0 | 0 | 0 | 2024-12-01 | BH Colorado Electric Oper Co | Regulated Electric (122) | WPC Sub 20328 Portland | WPC Sub 20328 Portland | 135300 | Cond. Control Cable-Copper, 12c/12: 0772012000 | 9807782 | COND. CONTROL CABLE-COPPER, 12c/12 | 2000-08-01 | 2001-01-01 | 10006115
0 | 0 | 0 | 0 | 2024-12-01 | BH Colorado Electric Oper Co | Regulated Electric (122) | WPC Sub 20328 Portland | WPC Sub 20328 Portland | 135300 | Cond. Control Cable-Copper, 12c/12: 0772012000 | 9809954 | COND. CONTROL CABLE-COPPER, 12c/12 | 2000-12-15 | 2002-01-01 | 10009149
636 | 158.28 | 76.5752 | 81.7048 | 2024-12-01 | BH Colorado Electric Oper Co | Regulated Electric (122) | WPC Sub 20328 Portland | WPC Sub 20328 Portland | 135300 | Cond. Pwr Cable, Other: 0773100000 | 9807803 | COND. PWR CABLE, OTHER | 2000-08-01 | 2001-01-01 | 10006115
2210 | 5821.53 | 5805.2964 | 16.2336 | 2024-12-01 | BH Colorado Electric Oper Co | Regulated Electric (122) | WPC Sub 20328 Portland | WPC Sub 20328 Portland | 135300 | Conduit, Not Encsd Pvc 3"-4": 1822104000 | 9769130 | CONDUIT-NOT ENCD, PVC-3"-4" | 1974-07-01 | 1974-07-01 | WCDXFER
0 | 0 | 0 | 0 | 2024-12-01 | BH Colorado Electric Oper Co | Regulated Electric (122) | WPC Sub 20328 Portland | WPC Sub 20328 Portland | 135300 | Conduit, Not Encsd Pvc 3"-4": 1822104000 | 9973802 | CONDUIT-NOT ENCD, PVC-3"-4" | 1974-07-01 | 1974-07-01 | CPR Conversion
0 | 0 | 0 | 0 | 2024-12-01 | BH Colorado Electric Oper Co | Regulated Electric (122) | WPC Sub 20328 Portland | WPC Sub 20328 Portland | 135300 | Conduit, Not Encsd Pvc Under 3": 1822102000 | 9973803 | CONDUIT, NOT ENCD-PVC-UNDR 3" | 1974-07-01 | 1974-07-01 | CPR Conversion
4703 | 11941.28 | 11907.9813 | 33.2987 | 2024-12-01 | BH Colorado Electric Oper Co | Regulated Electric (122) | WPC Sub 20328 Portland | WPC Sub 20328 Portland | 135300 | Conduit, Not Encsd Pvc Under 3": 1822102000 | 9769136 | CONDUIT, NOT ENCD-PVC-UNDR 3" | 1974-07-01 | 1974-07-01 | WCDXFER
3 | 35271.79 | 17064.3386 | 18207.4514 | 2024-12-01 | BH Colorado Electric Oper Co | Regulated Electric (122) | WPC Sub 20328 Portland | WPC Sub 20328 Portland | 135300 | Curr Tran, 69001-161k,100-600a: 8750050600 | 9809967 | CURR TRAN, 69001-161K,100-600A | 2000-12-15 | 2002-01-01 | 10009151
0 | 0 | 0 | 0 | 2024-12-01 | BH Colorado Electric Oper Co | Regulated Electric (122) | WPC Sub 20328 Portland | WPC Sub 20328 Portland | 135300 | Estimated Additions: 0010000000 | 9801308 | Portland 115/60kV Sub-Invest | 2000-08-01 | 2001-01-01 | 10006115
3 | 186106.93 | 1837.5026 | 184269.4274 | 2024-12-01 | BH Colorado Electric Oper Co | Regulated Electric (122) | WPC Sub 20328 Portland | WPC Sub 20328 Portland | 135300 | Estimated Additions: 0010000000 | 40160558 | Replace 115kV Switches to increase ampacity to 2000A and support the Turkey Creek project needs. (2101, 2108, 2109) | 2024-11-22 | 2024-12-01 | 10081524
0 | 0 | 0 | 0 | 2024-12-01 | BH Colorado Electric Oper Co | Regulated Electric (122) | WPC Sub 20328 Portland | WPC Sub 20328 Portland | 135300 | Estimated Additions: 0010000000 | 9871761 | Portland 115/60kV Sub-Invest | 2000-08-01 | 2000-11-01 | 10006115
0 | 0 | 0 | 0 | 2024-12-01 | BH Colorado Electric Oper Co | Regulated Electric (122) | WPC Sub 20328 Portland | WPC Sub 20328 Portland | 135300 | Estimated Additions: 0010000000 | 9786760 | Portland 115/60kV Sub-Invest | 2000-08-01 | 2000-12-01 | 10006115
0 | 0 | 0 | 0 | 2024-12-01 | BH Colorado Electric Oper Co | Regulated Electric (122) | WPC Sub 20328 Portland | WPC Sub 20328 Portland | 135300 | Estimated Additions: 0010000000 | 38506316 | Replace 115kV switch at Portland substation due to the North Phase pivot housing of the blade breaking when trying to close in the switch for another capital project energization. | 2023-11-30 | 2024-01-01 | 10084646
0 | 0 | 0 | 0 | 2024-12-01 | BH Colorado Electric Oper Co | Regulated Electric (122) | WPC Sub 20328 Portland | WPC Sub 20328 Portland | 135300 | Estimated Additions: 0010000000 | 9746273 | Repl battery system-Portland | 2007-02-22 | 2007-02-01 | 10024688
0 | 0 | 0 | 0 | 2024-12-01 | BH Colorado Electric Oper Co | Regulated Electric (122) | WPC Sub 20328 Portland | WPC Sub 20328 Portland | 135300 | Estimated Additions: 0010000000 | 11875694 | Engineering Design on 115 kV line terminal @ Portland Sub - new line to West Station | 2012-12-19 | 2013-05-01 | 10042866
0 | 0 | 0 | 0 | 2024-12-01 | BH Colorado Electric Oper Co | Regulated Electric (122) | WPC Sub 20328 Portland | WPC Sub 20328 Portland | 135300 | Estimated Additions: 0010000000 | 29646523 | Replace existing door and/or locking mechanisms for Portland Substation to allow for compliance with NERC CIP Low Impact Standards. | 2019-12-16 | 2020-07-01 | 10068549
0 | 0 | 0 | 0 | 2024-12-01 | BH Colorado Electric Oper Co | Regulated Electric (122) | WPC Sub 20328 Portland | WPC Sub 20328 Portland | 135300 | Estimated Additions: 0010000000 | 28413186 | Replace existing door and/or locking mechanisms for Portland Substation to allow for compliance with NERC CIP Low Impact Standards. | 2019-12-16 | 2019-12-01 | 10068549
0 | 0 | 0 | 0 | 2024-12-01 | BH Colorado Electric Oper Co | Regulated Electric (122) | WPC Sub 20328 Portland | WPC Sub 20328 Portland | 135300 | Estimated Additions: 0010000000 | 20153198 | Replacing 2 existing 115 kV relay protection control panels at Portland Substation for the capacitor bank and the Holcim line. | 2017-07-20 | 2017-07-01 | 10055943
0 | 0 | 0 | 0 | 2024-12-01 | BH Colorado Electric Oper Co | Regulated Electric (122) | WPC Sub 20328 Portland | WPC Sub 20328 Portland | 135300 | Estimated Additions: 0010000000 | 11738968 | Engineering Design on 115 kV line terminal @ Portland Sub - new line to West Station | 2012-12-19 | 2012-12-01 | 10042866
0 | 0 | 0 | 0 | 2024-12-01 | BH Colorado Electric Oper Co | Regulated Electric (122) | WPC Sub 20328 Portland | WPC Sub 20328 Portland | 135300 | Estimated Additions: 0010000000 | 27213813 | Remove existing Portland T2 transformer, Order and replace with new transformer, Upgrade T2 relaying, Upgrade T1 relaying | 2019-05-10 | 2019-05-01 | 10059997
0 | 0 | 0 | 0 | 2024-12-01 | BH Colorado Electric Oper Co | Regulated Electric (122) | WPC Sub 20328 Portland | WPC Sub 20328 Portland | 135300 | Estimated Additions: 0010000000 | 38204598 | Portland Substation 69kv Breaker Replacement 69-2,3,4. Portland Substation, replacement of 69kv breakers 69-2, 69-3 and 69-4. All are oil filled manufactured in 1973, 1973 and 1957. | 2023-09-20 | 2023-11-01 | 10081089
0 | 0 | 0 | 0 | 2024-12-01 | BH Colorado Electric Oper Co | Regulated Electric (122) | WPC Sub 20328 Portland | WPC Sub 20328 Portland | 135300 | Estimated Additions: 0010000000 | 38659244 | Replace 115kV switch at Portland substation due to the North Phase pivot housing of the blade breaking when trying to close in the switch for another capital project energization. | 2023-11-30 | 2024-02-01 | 10084646
0 | 0 | 0 | 0 | 2024-12-01 | BH Colorado Electric Oper Co | Regulated Electric (122) | WPC Sub 20328 Portland | WPC Sub 20328 Portland | 135300 | Estimated Additions: 0010000000 | 9806494 | 115KV Metering(Holnam Line) | 2000-12-15 | 2001-04-01 | 10009151
0 | 0 | 0 | 0 | 2024-12-01 | BH Colorado Electric Oper Co | Regulated Electric (122) | WPC Sub 20328 Portland | WPC Sub 20328 Portland | 135300 | Estimated Additions: 0010000000 | 38506307 | Upgrading the Portland Transmission Substation RTU from a Siemens 5700 to a SEL Axion RTU. | 2023-11-07 | 2024-01-01 | 10082706
0 | 0 | 0 | 0 | 2024-12-01 | BH Colorado Electric Oper Co | Regulated Electric (122) | WPC Sub 20328 Portland | WPC Sub 20328 Portland | 135300 | Estimated Additions: 0010000000 | 38506289 | Portland Substation 69kv Breaker Replacement 69-2,3,4. Portland Substation, replacement of 69kv breakers 69-2, 69-3 and 69-4. All are oil filled manufactured in 1973, 1973 and 1957. | 2023-09-20 | 2024-01-01 | 10081089
0 | 0 | 0 | 0 | 2024-12-01 | BH Colorado Electric Oper Co | Regulated Electric (122) | WPC Sub 20328 Portland | WPC Sub 20328 Portland | 135300 | Estimated Additions: 0010000000 | 38235624 | Upgrading the Portland Transmission Substation RTU from a Siemens 5700 to a SEL Axion RTU. | 2023-11-07 | 2023-11-01 | 10082706
0 | 0 | 0 | 0 | 2024-12-01 | BH Colorado Electric Oper Co | Regulated Electric (122) | WPC Sub 20328 Portland | WPC Sub 20328 Portland | 135300 | Estimated Additions: 0010000000 | 9801322 | Ring Bus Exp(without Metering) | 2000-12-15 | 2001-01-01 | 10009149
0 | 0 | 0 | 0 | 2024-12-01 | BH Colorado Electric Oper Co | Regulated Electric (122) | WPC Sub 20328 Portland | WPC Sub 20328 Portland | 135300 | Estimated Additions: 0010000000 | 9801693 | Ring Bus Exp(without Metering) | 2000-12-15 | 2001-02-01 | 10009149
0 | 0 | 0 | 0 | 2024-12-01 | BH Colorado Electric Oper Co | Regulated Electric (122) | WPC Sub 20328 Portland | WPC Sub 20328 Portland | 135300 | Estimated Additions: 0010000000 | 9806497 | Ring Bus Exp(without Metering) | 2000-12-15 | 2001-04-01 | 10009149
0 | 0 | 0 | 0 | 2024-12-01 | BH Colorado Electric Oper Co | Regulated Electric (122) | WPC Sub 20328 Portland | WPC Sub 20328 Portland | 135300 | Estimated Additions: 0010000000 | 38325295 | Replace 115kV switch at Portland substation due to the North Phase pivot housing of the blade breaking when trying to close in the switch for another capital project energization. | 2023-11-30 | 2023-12-01 | 10084646
0 | 0 | 0 | 0 | 2024-12-01 | BH Colorado Electric Oper Co | Regulated Electric (122) | WPC Sub 20328 Portland | WPC Sub 20328 Portland | 135300 | Estimated Additions: 0010000000 | 38071682 | Portland Substation 69kv Breaker Replacement 69-2,3,4. Portland Substation, replacement of 69kv breakers 69-2, 69-3 and 69-4. All are oil filled manufactured in 1973, 1973 and 1957. | 2023-09-20 | 2023-10-01 | 10081089
0 | 0 | 0 | 0 | 2024-12-01 | BH Colorado Electric Oper Co | Regulated Electric (122) | WPC Sub 20328 Portland | WPC Sub 20328 Portland | 135300 | Estimated Additions: 0010000000 | 9809410 | Ring Bus Exp(without Metering) | 2000-12-15 | 2001-12-01 | 10009149
0 | 0 | 0 | 0 | 2024-12-01 | BH Colorado Electric Oper Co | Regulated Electric (122) | WPC Sub 20328 Portland | WPC Sub 20328 Portland | 135300 | Estimated Additions: 0010000000 | 9822385 | Portland 115/60kV Sub-Invest | 2000-08-01 | 2000-09-01 | 10006115
0 | 0 | 0 | 0 | 2024-12-01 | BH Colorado Electric Oper Co | Regulated Electric (122) | WPC Sub 20328 Portland | WPC Sub 20328 Portland | 135300 | Estimated Additions: 0010000000 | 9822685 | Portland 115/60kV Sub-Invest | 2000-08-01 | 2000-10-01 | 10006115
0 | 0 | 0 | 0 | 2024-12-01 | BH Colorado Electric Oper Co | Regulated Electric (122) | WPC Sub 20328 Portland | WPC Sub 20328 Portland | 135300 | Estimated Additions: 0010000000 | 38325290 | Upgrading the Portland Transmission Substation RTU from a Siemens 5700 to a SEL Axion RTU. | 2023-11-07 | 2023-12-01 | 10082706
0 | 0 | 0 | 0 | 2024-12-01 | BH Colorado Electric Oper Co | Regulated Electric (122) | WPC Sub 20328 Portland | WPC Sub 20328 Portland | 135300 | Estimated Additions: 0010000000 | 9807338 | 115KV Metering(Holnam Line) | 2000-12-15 | 2001-06-01 | 10009151
0 | 0 | 0 | 0 | 2024-12-01 | BH Colorado Electric Oper Co | Regulated Electric (122) | WPC Sub 20328 Portland | WPC Sub 20328 Portland | 135300 | Estimated Additions: 0010000000 | 37880489 | Portland Substation 69kv Breaker Replacement 69-2,3,4. Portland Substation, replacement of 69kv breakers 69-2, 69-3 and 69-4. All are oil filled manufactured in 1973, 1973 and 1957. | 2023-09-20 | 2023-09-01 | 10081089
0 | 0 | 0 | 0 | 2024-12-01 | BH Colorado Electric Oper Co | Regulated Electric (122) | WPC Sub 20328 Portland | WPC Sub 20328 Portland | 135300 | Estimated Additions: 0010000000 | 11910099 | UPGRADE 115KV SWITCHES TO CORRECT BROKEN ASSEMBLYS | 2013-06-17 | 2013-06-01 | 10047623
0 | 0 | 0 | 0 | 2024-12-01 | BH Colorado Electric Oper Co | Regulated Electric (122) | WPC Sub 20328 Portland | WPC Sub 20328 Portland | 135300 | Estimated Additions: 0010000000 | 37600781 | This Work Order is for the replacement for the batteies at Portland Substation and the addition of a new DC panel to cover future breaker replacements. | 2023-07-28 | 2023-07-01 | 10082275
0 | 0 | 0 | 0 | 2024-12-01 | BH Colorado Electric Oper Co | Regulated Electric (122) | WPC Sub 20328 Portland | WPC Sub 20328 Portland | 135300 | Estimated Additions: 0010000000 | 36933420 | Replacing 2 69kV breakers at the Portland Sub. (69-1 & 69-5) | 2022-12-01 | 2023-03-01 | 10079878
0 | 0 | 0 | 0 | 2024-12-01 | BH Colorado Electric Oper Co | Regulated Electric (122) | WPC Sub 20328 Portland | WPC Sub 20328 Portland | 135300 | Estimated Additions: 0010000000 | 9800933 | Ring Bus Exp(without Metering) | 2000-12-15 | 2000-12-01 | 10009149
0 | 0 | 0 | 0 | 2024-12-01 | BH Colorado Electric Oper Co | Regulated Electric (122) | WPC Sub 20328 Portland | WPC Sub 20328 Portland | 135300 | Estimated Additions: 0010000000 | 28830349 | Replace existing door and/or locking mechanisms for Portland Substation to allow for compliance with NERC CIP Low Impact Standards. | 2019-12-16 | 2020-01-01 | 10068549
0 | 0 | 0 | 0 | 2024-12-01 | BH Colorado Electric Oper Co | Regulated Electric (122) | WPC Sub 20328 Portland | WPC Sub 20328 Portland | 135300 | Estimated Additions: 0010000000 | 9802290 | Ring Bus Exp(without Metering) | 2000-12-15 | 2001-03-01 | 10009149
0 | 0 | 0 | 0 | 2024-12-01 | BH Colorado Electric Oper Co | Regulated Electric (122) | WPC Sub 20328 Portland | WPC Sub 20328 Portland | 135300 | Estimated Additions: 0010000000 | 36460822 | Replacing 2 69kV breakers at the Portland Sub. (69-1 & 69-5) | 2022-12-01 | 2022-12-01 | 10079878
1 | 12965.51 | 6272.6573 | 6692.8527 | 2024-12-01 | BH Colorado Electric Oper Co | Regulated Electric (122) | WPC Sub 20328 Portland | WPC Sub 20328 Portland | 135300 | Fence: 3220000000 | 9807779 | FENCE | 2000-08-01 | 2001-01-01 | 10006115
0 | 0 | 0 | 0 | 2024-12-01 | BH Colorado Electric Oper Co | Regulated Electric (122) | WPC Sub 20328 Portland | WPC Sub 20328 Portland | 135300 | Fence: 3220000000 | 9724102 | FENCE | 1974-07-01 | 1974-07-01 | CPR Conversion
1 | 217.28 | 135.1532 | 82.1268 | 2024-12-01 | BH Colorado Electric Oper Co | Regulated Electric (122) | WPC Sub 20328 Portland | WPC Sub 20328 Portland | 135300 | Fence: 3220000000 | 9769363 | FENCES, CHAIN LINK | 1993-07-01 | 1993-07-01 | WCDXFER
1120 | 7806.27 | 7784.5019 | 21.7681 | 2024-12-01 | BH Colorado Electric Oper Co | Regulated Electric (122) | WPC Sub 20328 Portland | WPC Sub 20328 Portland | 135300 | Fence: 3220000000 | 9769364 | FENCE | 1974-07-01 | 1974-07-01 | WCDXFER
0 | 0 | 0 | 0 | 2024-12-01 | BH Colorado Electric Oper Co | Regulated Electric (122) | WPC Sub 20328 Portland | WPC Sub 20328 Portland | 135300 | Fence: 3220000000 | 9973798 | FENCES, CHAIN LINK | 1993-07-01 | 1993-07-01 | CPR Conversion
1 | 52863.51 | 5741.3567 | 47122.1533 | 2024-12-01 | BH Colorado Electric Oper Co | Regulated Electric (122) | WPC Sub 20328 Portland | WPC Sub 20328 Portland | 135300 | Foundation, Other: 3369000000 | 29606319 | Foundation, Other | 2019-05-10 | 2019-05-01 | 10059997
2 | 21912.5 | 10601.1722 | 11311.3278 | 2024-12-01 | BH Colorado Electric Oper Co | Regulated Electric (122) | WPC Sub 20328 Portland | WPC Sub 20328 Portland | 135300 | Foundation: 6210000000 | 9807774 | PCB FOUNDATION | 2000-08-01 | 2001-01-01 | 10006115
4 | 4917.37 | 4903.6577 | 13.7123 | 2024-12-01 | BH Colorado Electric Oper Co | Regulated Electric (122) | WPC Sub 20328 Portland | WPC Sub 20328 Portland | 135300 | Foundation: 6210000000 | 9778043 | PCB FOUNDATION | 1974-07-01 | 1974-07-01 | WCDXFER
4 | 6656.64 | 5717.9483 | 938.6917 | 2024-12-01 | BH Colorado Electric Oper Co | Regulated Electric (122) | WPC Sub 20328 Portland | WPC Sub 20328 Portland | 135300 | Foundation: 6210000000 | 9778042 | PCB FOUNDATION | 1981-07-01 | 1981-07-01 | WCDXFER
0 | 0 | 0 | 0 | 2024-12-01 | BH Colorado Electric Oper Co | Regulated Electric (122) | WPC Sub 20328 Portland | WPC Sub 20328 Portland | 135300 | Foundation: 6210000000 | 9973796 | PWR CIRC BREAKERS-FOUNDATION | 1981-07-01 | 1981-07-01 | CPR Conversion
0 | 0 | 0 | 0 | 2024-12-01 | BH Colorado Electric Oper Co | Regulated Electric (122) | WPC Sub 20328 Portland | WPC Sub 20328 Portland | 135300 | Foundation: 6210000000 | 9973797 | FOUNDATION | 1974-07-01 | 1974-07-01 | CPR Conversion
1 | 7337.7 | 6302.9681 | 1034.7319 | 2024-12-01 | BH Colorado Electric Oper Co | Regulated Electric (122) | WPC Sub 20328 Portland | WPC Sub 20328 Portland | 135300 | Grounding Systems, Station: 3920000000 | 9769354 | STATION GROUNDING SYSTEMS | 1981-07-01 | 1981-07-01 | WCDXFER
1 | 2124.67 | 1783.1025 | 341.5675 | 2024-12-01 | BH Colorado Electric Oper Co | Regulated Electric (122) | WPC Sub 20328 Portland | WPC Sub 20328 Portland | 135300 | Grounding Systems, Station: 3920000000 | 9769355 | STATION GROUNDING SYSTEMS | 1982-07-01 | 1982-07-01 | WCDXFER
1 | 6309.66 | 6292.0653 | 17.5947 | 2024-12-01 | BH Colorado Electric Oper Co | Regulated Electric (122) | WPC Sub 20328 Portland | WPC Sub 20328 Portland | 135300 | Grounding Systems, Station: 3920000000 | 9769356 | GROUNDING SYSTEMS, STATION | 1974-07-01 | 1974-07-01 | WCDXFER
1 | 9287.52 | 4493.2618 | 4794.2582 | 2024-12-01 | BH Colorado Electric Oper Co | Regulated Electric (122) | WPC Sub 20328 Portland | WPC Sub 20328 Portland | 135300 | Grounding Systems, Station: 3920000000 | 9807778 | GROUNDING SYSTEMS, STATION | 2000-08-01 | 2001-01-01 | 10006115
0 | 0 | 0 | 0 | 2024-12-01 | BH Colorado Electric Oper Co | Regulated Electric (122) | WPC Sub 20328 Portland | WPC Sub 20328 Portland | 135300 | Grounding Systems, Station: 3920000000 | 9973882 | STATION GROUNDING SYSTEMS | 1981-07-01 | 1981-07-01 | CPR Conversion
0 | 0 | 0 | 0 | 2024-12-01 | BH Colorado Electric Oper Co | Regulated Electric (122) | WPC Sub 20328 Portland | WPC Sub 20328 Portland | 135300 | Grounding Systems, Station: 3920000000 | 9973881 | STATION GROUNDING SYSTEMS | 1982-07-01 | 1982-07-01 | CPR Conversion
0 | 0 | 0 | 0 | 2024-12-01 | BH Colorado Electric Oper Co | Regulated Electric (122) | WPC Sub 20328 Portland | WPC Sub 20328 Portland | 135300 | Grounding Systems, Station: 3920000000 | 9973794 | GROUNDING SYSTEMS, STATION | 1974-07-01 | 1974-07-01 | CPR Conversion
1 | -1456.46 | -704.629 | -751.831 | 2024-12-01 | BH Colorado Electric Oper Co | Regulated Electric (122) | WPC Sub 20328 Portland | WPC Sub 20328 Portland | 135300 | Grounding Systems, Station: 3920000000 | 9809953 | GROUNDING SYSTEMS, STATION | 2000-12-15 | 2002-01-01 | 10009149
2 | -1451.21 | -702.0891 | -749.1209 | 2024-12-01 | BH Colorado Electric Oper Co | Regulated Electric (122) | WPC Sub 20328 Portland | WPC Sub 20328 Portland | 135300 | High Profile Struct-Bus Support-1ph: 7842010000 | 9809975 | HIGH PROFILE STRUCT-BUS SUPPORT-1PH | 2000-12-15 | 2002-01-01 | 10009149
27 | 1605.89 | 776.9226 | 828.9674 | 2024-12-01 | BH Colorado Electric Oper Co | Regulated Electric (122) | WPC Sub 20328 Portland | WPC Sub 20328 Portland | 135300 | Insulators-Post-161kv: 4272161000 | 9807777 | INSULATORS-POST-161KV | 2000-08-01 | 2001-01-01 | 10006115
2 | 12761.6 | 6174.0066 | 6587.5934 | 2024-12-01 | BH Colorado Electric Oper Co | Regulated Electric (122) | WPC Sub 20328 Portland | WPC Sub 20328 Portland | 135300 | Lightning Mast: 7849000000 | 9807799 | LIGHTENING MAST | 2000-08-01 | 2001-01-01 | 10006115
3 | 4603.68 | 3954.4882 | 649.1918 | 2024-12-01 | BH Colorado Electric Oper Co | Regulated Electric (122) | WPC Sub 20328 Portland | WPC Sub 20328 Portland | 135300 | Low Prof- Switch Stand - High: 7841080000 | 9785432 | LOW PROF- SWITCH STAND - HIGH | 1981-07-01 | 1981-07-01 | WCDXFER
21 | 28934.31 | 28853.6255 | 80.6845 | 2024-12-01 | BH Colorado Electric Oper Co | Regulated Electric (122) | WPC Sub 20328 Portland | WPC Sub 20328 Portland | 135300 | Low Prof- Switch Stand - High: 7841080000 | 9785431 | LOW PROF- SWITCH STAND - HIGH | 1974-07-01 | 1974-07-01 | WCDXFER
0 | 0 | 0 | 0 | 2024-12-01 | BH Colorado Electric Oper Co | Regulated Electric (122) | WPC Sub 20328 Portland | WPC Sub 20328 Portland | 135300 | Low Prof- Switch Stand - High: 7841080000 | 9973873 | LOW PROF- SWITCH STAND - HIGH | 1974-07-01 | 1974-07-01 | CPR Conversion
2 | -2902.43 | -1404.183 | -1498.247 | 2024-12-01 | BH Colorado Electric Oper Co | Regulated Electric (122) | WPC Sub 20328 Portland | WPC Sub 20328 Portland | 135300 | Low Prof- Switch Stand - High: 7841080000 | 9809976 | LOW PROF- SWITCH STAND - HIGH | 2000-12-15 | 2002-01-01 | 10009149
0 | 0 | 0 | 0 | 2024-12-01 | BH Colorado Electric Oper Co | Regulated Electric (122) | WPC Sub 20328 Portland | WPC Sub 20328 Portland | 135300 | Low Prof- Switch Stand - High: 7841080000 | 9973879 | LOW PROF- SWITCH STAND - HIGH | 1981-07-01 | 1981-07-01 | CPR Conversion
2 | -2902.43 | -1404.183 | -1498.247 | 2024-12-01 | BH Colorado Electric Oper Co | Regulated Electric (122) | WPC Sub 20328 Portland | WPC Sub 20328 Portland | 135300 | Low Prof- Switch Stand - Low: 7841070000 | 9809977 | LOW PROF- SWITCH STAND - LOW | 2000-12-15 | 2002-01-01 | 10009149
3 | 4603.68 | 3954.4882 | 649.1918 | 2024-12-01 | BH Colorado Electric Oper Co | Regulated Electric (122) | WPC Sub 20328 Portland | WPC Sub 20328 Portland | 135300 | Low Prof- Switch Stand - Low: 7841070000 | 9781402 | LOW PROF- SWITCH STAND - LOW | 1981-07-01 | 1981-07-01 | WCDXFER
0 | 0 | 0 | 0 | 2024-12-01 | BH Colorado Electric Oper Co | Regulated Electric (122) | WPC Sub 20328 Portland | WPC Sub 20328 Portland | 135300 | Low Prof- Switch Stand - Low: 7841070000 | 9973878 | LOW PROF- SWITCH STAND - LOW | 1981-07-01 | 1981-07-01 | CPR Conversion
3 | 4603.68 | 3954.4882 | 649.1918 | 2024-12-01 | BH Colorado Electric Oper Co | Regulated Electric (122) | WPC Sub 20328 Portland | WPC Sub 20328 Portland | 135300 | Low Prof-Curr/Pot Trans/Reac Stand: 7841020000 | 9781413 | LOW PROF-CURR/POT TRANS/REAC STAND | 1981-07-01 | 1981-07-01 | WCDXFER
0 | 0 | 0 | 0 | 2024-12-01 | BH Colorado Electric Oper Co | Regulated Electric (122) | WPC Sub 20328 Portland | WPC Sub 20328 Portland | 135300 | Low Prof-Curr/Pot Trans/Reac Stand: 7841020000 | 9973874 | LOW PROF-CURR/POT TRANS/REAC STAND | 1974-07-01 | 1974-07-01 | CPR Conversion
18 | 5769.13 | 5753.0426 | 16.0874 | 2024-12-01 | BH Colorado Electric Oper Co | Regulated Electric (122) | WPC Sub 20328 Portland | WPC Sub 20328 Portland | 135300 | Low Prof-Curr/Pot Trans/Reac Stand: 7841020000 | 9781412 | LOW PROF-CURR/POT TRANS/REAC STAND | 1974-07-01 | 1974-07-01 | WCDXFER
0 | 0 | 0 | 0 | 2024-12-01 | BH Colorado Electric Oper Co | Regulated Electric (122) | WPC Sub 20328 Portland | WPC Sub 20328 Portland | 135300 | Low Prof-Curr/Pot Trans/Reac Stand: 7841020000 | 9973876 | LOW PROF-CURR/POT TRANS/REAC STAND | 1981-07-01 | 1981-07-01 | CPR Conversion
1 | 23105.99 | 23041.558 | 64.432 | 2024-12-01 | BH Colorado Electric Oper Co | Regulated Electric (122) | WPC Sub 20328 Portland | WPC Sub 20328 Portland | 135300 | Low Prof-Deadend Twr-High Tension: 7841040000 | 9781406 | LOW PROF-DEADEND TWR-HIGH TENSION | 1974-07-01 | 1974-07-01 | WCDXFER
0 | 0 | 0 | 0 | 2024-12-01 | BH Colorado Electric Oper Co | Regulated Electric (122) | WPC Sub 20328 Portland | WPC Sub 20328 Portland | 135300 | Low Prof-Deadend Twr-High Tension: 7841040000 | 9693305 | LOW PROF-DEADEND TWR-HIGH TENSION | 1974-07-01 | 1974-07-01 | CPR Conversion
1 | -51663.45 | -24994.5524 | -26668.8976 | 2024-12-01 | BH Colorado Electric Oper Co | Regulated Electric (122) | WPC Sub 20328 Portland | WPC Sub 20328 Portland | 135300 | Low Prof-Deadend Twr-High Tension: 7841040000 | 9809978 | LOW PROF-DEADEND TWR-HIGH TENSION | 2000-12-15 | 2002-01-01 | 10009149
0 | 0 | 0 | 0 | 2024-12-01 | BH Colorado Electric Oper Co | Regulated Electric (122) | WPC Sub 20328 Portland | WPC Sub 20328 Portland | 135300 | Low Prof-Deadend Twr-Low Tension: 7841030000 | 9973875 | LOW PROF-DEADEND TWR-LOW TENSION | 1974-07-01 | 1974-07-01 | CPR Conversion
2 | 20164.63 | 20108.4001 | 56.2299 | 2024-12-01 | BH Colorado Electric Oper Co | Regulated Electric (122) | WPC Sub 20328 Portland | WPC Sub 20328 Portland | 135300 | Low Prof-Deadend Twr-Low Tension: 7841030000 | 9781408 | LOW PROF-DEADEND TWR-LOW TENSION | 1974-07-01 | 1974-07-01 | WCDXFER
0 | 0 | 0 | 0 | 2024-12-01 | BH Colorado Electric Oper Co | Regulated Electric (122) | WPC Sub 20328 Portland | WPC Sub 20328 Portland | 135300 | Low Profile Str-Lightning Mast: 7841060000 | 9973880 | LOW PROFILE STR-LIGHTNING MAST | 1974-07-01 | 1974-07-01 | CPR Conversion
11 | 7689.25 | 7667.8082 | 21.4418 | 2024-12-01 | BH Colorado Electric Oper Co | Regulated Electric (122) | WPC Sub 20328 Portland | WPC Sub 20328 Portland | 135300 | Low Profile Str-Lightning Mast: 7841060000 | 9781403 | LOW PROFILE STR-LIGHTNING MAST | 1974-07-01 | 1974-07-01 | WCDXFER
2 | 3069.09 | 2636.2997 | 432.7903 | 2024-12-01 | BH Colorado Electric Oper Co | Regulated Electric (122) | WPC Sub 20328 Portland | WPC Sub 20328 Portland | 135300 | Low Profile Struct-Bus Support-1ph: 7841010000 | 9780231 | LOW PROFILE STRUCT-BUS SUPPORT-1PH | 1981-07-01 | 1981-07-01 | WCDXFER
0 | 0 | 0 | 0 | 2024-12-01 | BH Colorado Electric Oper Co | Regulated Electric (122) | WPC Sub 20328 Portland | WPC Sub 20328 Portland | 135300 | Low Profile Struct-Bus Support-1ph: 7841010000 | 9706620 | LOW PROFILE STRUCT-BUS SUPPORT-1PH | 1974-07-01 | 1974-07-01 | CPR Conversion
4 | -1451.21 | -702.0891 | -749.1209 | 2024-12-01 | BH Colorado Electric Oper Co | Regulated Electric (122) | WPC Sub 20328 Portland | WPC Sub 20328 Portland | 135300 | Low Profile Struct-Bus Support-1ph: 7841010000 | 9809979 | LOW PROFILE STRUCT-BUS SUPPORT-1PH | 2000-12-15 | 2002-01-01 | 10009149
40 | 11288.54 | 11257.0615 | 31.4785 | 2024-12-01 | BH Colorado Electric Oper Co | Regulated Electric (122) | WPC Sub 20328 Portland | WPC Sub 20328 Portland | 135300 | Low Profile Struct-Bus Support-1ph: 7841010000 | 9780230 | LOW PROFILE STRUCT-BUS SUPPORT-1PH | 1974-07-01 | 1974-07-01 | WCDXFER
0 | 0 | 0 | 0 | 2024-12-01 | BH Colorado Electric Oper Co | Regulated Electric (122) | WPC Sub 20328 Portland | WPC Sub 20328 Portland | 135300 | Low Profile Struct-Bus Support-1ph: 7841010000 | 9973872 | LOW PROFILE STRUCT-BUS SUPPORT-1PH | 1981-07-01 | 1981-07-01 | CPR Conversion
107 | 32515.64 | 32424.9688 | 90.6712 | 2024-12-01 | BH Colorado Electric Oper Co | Regulated Electric (122) | WPC Sub 20328 Portland | WPC Sub 20328 Portland | 135300 | Low Profile Structure-Foundation: 7841000000 | 9780237 | LOW PROFILE STRUCTURE-FOUNDATION | 1974-07-01 | 1974-07-01 | WCDXFER
0 | 0 | 0 | 0 | 2024-12-01 | BH Colorado Electric Oper Co | Regulated Electric (122) | WPC Sub 20328 Portland | WPC Sub 20328 Portland | 135300 | Low Profile Structure-Foundation: 7841000000 | 9973795 | LOW PROFILE STRUCTURE-FOUNDATION | 1974-07-01 | 1974-07-01 | CPR Conversion
1 | 22184.55 | 7666.2781 | 14518.2719 | 2024-12-01 | BH Colorado Electric Oper Co | Regulated Electric (122) | WPC Sub 20328 Portland | WPC Sub 20328 Portland | 135300 | Microwave Antennas: 6309000000 | 12818106 | MICROWAVE ANTENNAS | 2007-03-15 | 2007-05-01 | 50507XFER
1 | 43225.87 | 14937.4921 | 28288.3779 | 2024-12-01 | BH Colorado Electric Oper Co | Regulated Electric (122) | WPC Sub 20328 Portland | WPC Sub 20328 Portland | 135300 | Microwave Fixed Station Units: 6308000000 | 12818117 | MICROWAVE FIXED STATION UNITS | 2007-03-15 | 2007-05-01 | 50507XFER
1 | 16512.13 | 5706.0694 | 10806.0606 | 2024-12-01 | BH Colorado Electric Oper Co | Regulated Electric (122) | WPC Sub 20328 Portland | WPC Sub 20328 Portland | 135300 | Multiplex System: 6305000000 | 12818128 | MULTIPLEX SYSTEM | 2007-03-15 | 2007-05-01 | 50507XFER
1 | 69190.26 | 7514.559 | 61675.701 | 2024-12-01 | BH Colorado Electric Oper Co | Regulated Electric (122) | WPC Sub 20328 Portland | WPC Sub 20328 Portland | 135300 | Oil Spill Containment: 7702050000 | 29606327 | Oil Spill Containment | 2019-05-10 | 2019-05-01 | 10059997
0 | 0 | 0 | 0 | 2024-12-01 | BH Colorado Electric Oper Co | Regulated Electric (122) | WPC Sub 20328 Portland | WPC Sub 20328 Portland | 135300 | Other Low Profile Structure: 7841990000 | 9724107 | OTHER LOW PROFILE STRUCTURE | 1974-07-01 | 1974-07-01 | CPR Conversion
6 | 7928.76 | 6810.6792 | 1118.0808 | 2024-12-01 | BH Colorado Electric Oper Co | Regulated Electric (122) | WPC Sub 20328 Portland | WPC Sub 20328 Portland | 135300 | Other Low Profile Structure: 7841990000 | 9785427 | OTHER LOW PROFILE STRUCTURE | 1981-07-01 | 1981-07-01 | WCDXFER
0 | 0 | 0 | 0 | 2024-12-01 | BH Colorado Electric Oper Co | Regulated Electric (122) | WPC Sub 20328 Portland | WPC Sub 20328 Portland | 135300 | Other Low Profile Structure: 7841990000 | 9973877 | OTHER LOW PROFILE STRUCTURE | 1981-07-01 | 1981-07-01 | CPR Conversion
17 | 5765.3 | 5749.2232 | 16.0768 | 2024-12-01 | BH Colorado Electric Oper Co | Regulated Electric (122) | WPC Sub 20328 Portland | WPC Sub 20328 Portland | 135300 | Other Low Profile Structure: 7841990000 | 9785426 | OTHER LOW PROFILE STRUCTURE | 1974-07-01 | 1974-07-01 | WCDXFER
0 | 0 | 0 | 0 | 2024-12-01 | BH Colorado Electric Oper Co | Regulated Electric (122) | WPC Sub 20328 Portland | WPC Sub 20328 Portland | 135300 | Panel - Combo Line/Cb Control : 5950500000 | 9973801 | COMBO LINE/CIRCUIT BKR CNTRL PANEL | 1981-07-01 | 1981-07-01 | CPR Conversion
0 | 0 | 0 | 0 | 2024-12-01 | BH Colorado Electric Oper Co | Regulated Electric (122) | WPC Sub 20328 Portland | WPC Sub 20328 Portland | 135300 | Panel - Combo Line/Cb Control : 5950500000 | 9769410 | COMBO LINE/CIRCUIT BKR CNTRL PANEL | 1981-07-01 | 1981-07-01 | WCDXFER
1 | 82898.98 | 40106.1659 | 42792.8141 | 2024-12-01 | BH Colorado Electric Oper Co | Regulated Electric (122) | WPC Sub 20328 Portland | WPC Sub 20328 Portland | 135300 | Panel - Capacitor Bank: 5950600000 | 9807775 | CAPACITOR BANK PANEL | 2000-08-01 | 2001-01-01 | 10006115
1 | -7709.12 | -3729.6387 | -3979.4813 | 2024-12-01 | BH Colorado Electric Oper Co | Regulated Electric (122) | WPC Sub 20328 Portland | WPC Sub 20328 Portland | 135300 | Panel - Circuit Breaker Control: 5950400000 | 9809949 | CIRCUIT BREAKER CONTROL PANEL | 2000-12-15 | 2002-01-01 | 10009149
0 | 38109.99 | 1128.8232 | 36981.1668 | 2024-12-01 | BH Colorado Electric Oper Co | Regulated Electric (122) | WPC Sub 20328 Portland | WPC Sub 20328 Portland | 135300 | Panel - DC: 5950300002 | 38151407 | Panel - DC | 2023-07-28 | 2023-07-01 | 10082275
1 | -13936.19 | -6742.2681 | -7193.9219 | 2024-12-01 | BH Colorado Electric Oper Co | Regulated Electric (122) | WPC Sub 20328 Portland | WPC Sub 20328 Portland | 135300 | Panel - Line: 5950300000 | 9809950 | LINE PANEL | 2000-12-15 | 2002-01-01 | 10009149
0 | 0 | 0 | 0 | 2024-12-01 | BH Colorado Electric Oper Co | Regulated Electric (122) | WPC Sub 20328 Portland | WPC Sub 20328 Portland | 135300 | Panel - Other: 5950900000 | 9809968 | OTHER PANELS | 2000-12-15 | 2002-01-01 | 10009151
2 | 194610.39 | 28821.9369 | 165788.4531 | 2024-12-01 | BH Colorado Electric Oper Co | Regulated Electric (122) | WPC Sub 20328 Portland | WPC Sub 20328 Portland | 135300 | Panel - Relay: 5950300003 | 26744622 | Panel - Relay | 2017-07-20 | 2017-07-01 | 10055943
5 | 174985.23 | 32826.2195 | 142159.0105 | 2024-12-01 | BH Colorado Electric Oper Co | Regulated Electric (122) | WPC Sub 20328 Portland | WPC Sub 20328 Portland | 135300 | Pnls,Instr,Gauge,Relay&Control-Othr: 5959800000 | 13776659 | COMPLETE PANEL-3 RELAYS | 2015-04-30 | 2015-04-01 | 10049752
0 | 0 | 0 | 0 | 2024-12-01 | BH Colorado Electric Oper Co | Regulated Electric (122) | WPC Sub 20328 Portland | WPC Sub 20328 Portland | 135300 | Pole, Wood, 65' To 80': 6161800000 | 9973861 | POLE, WOOD, 65' TO 80' | 1987-07-01 | 1987-07-01 | CPR Conversion
0 | 0 | 0 | 0 | 2024-12-01 | BH Colorado Electric Oper Co | Regulated Electric (122) | WPC Sub 20328 Portland | WPC Sub 20328 Portland | 135300 | Pole, Wood, 65' To 80': 6161800000 | 9778046 | POLE, WOOD, 65' FOR ANTENNAS-ADDL | 1988-07-01 | 1988-07-01 | WCDXFER
0 | 0 | 0 | 0 | 2024-12-01 | BH Colorado Electric Oper Co | Regulated Electric (122) | WPC Sub 20328 Portland | WPC Sub 20328 Portland | 135300 | Pole, Wood, 65' To 80': 6161800000 | 9778045 | POLE, WOOD, 65' FOR ANTENNAS | 1987-07-01 | 1987-07-01 | WCDXFER
0 | 0 | 0 | 0 | 2024-12-01 | BH Colorado Electric Oper Co | Regulated Electric (122) | WPC Sub 20328 Portland | WPC Sub 20328 Portland | 135300 | Pole, Wood, 65' To 80': 6161800000 | 9973860 | POLE, WOOD, 65' TO 80' | 1988-07-01 | 1988-07-01 | CPR Conversion
15 | -5387.04 | -2606.2265 | -2780.8135 | 2024-12-01 | BH Colorado Electric Oper Co | Regulated Electric (122) | WPC Sub 20328 Portland | WPC Sub 20328 Portland | 135300 | Post Insulators: 4272000000 | 9809951 | POST INSULATORS | 2000-12-15 | 2002-01-01 | 10009149
2 | 82361.55 | 20329.6737 | 62031.8763 | 2024-12-01 | BH Colorado Electric Oper Co | Regulated Electric (122) | WPC Sub 20328 Portland | WPC Sub 20328 Portland | 135300 | Potential Device - Ccvt: 1126000000 | 11845664 | CARRIER: CCVT 115KV, 550 BIL 600/1000 | 2012-12-19 | 2012-01-01 | 10042866
1 | 1097.21 | 530.8254 | 566.3846 | 2024-12-01 | BH Colorado Electric Oper Co | Regulated Electric (122) | WPC Sub 20328 Portland | WPC Sub 20328 Portland | 135300 | Pullpits (Regulator Pit): 4834000000 | 9807776 | PULLPITS (REGULATOR PIT) | 2000-08-01 | 2001-01-01 | 10006115
4100 | 20978.13 | 10149.128 | 10829.002 | 2024-12-01 | BH Colorado Electric Oper Co | Regulated Electric (122) | WPC Sub 20328 Portland | WPC Sub 20328 Portland | 135300 | Pvc Conduit: 1820100000 | 9807802 | PVC CONDUIT | 2000-08-01 | 2001-01-01 | 10006115
700 | -1183.25 | -572.4512 | -610.7988 | 2024-12-01 | BH Colorado Electric Oper Co | Regulated Electric (122) | WPC Sub 20328 Portland | WPC Sub 20328 Portland | 135300 | Pvc Conduit: 1820100000 | 9809970 | PVC CONDUIT | 2000-12-15 | 2002-01-01 | 10009149
2 | 421469.32 | 203905.0236 | 217564.2964 | 2024-12-01 | BH Colorado Electric Oper Co | Regulated Electric (122) | WPC Sub 20328 Portland | WPC Sub 20328 Portland | 135300 | Pwr Crct Bkr- 4160v,3000a: 6213500000 | 9807810 | PWR CRCT BKR- 4160V,3000A | 2000-08-01 | 2001-01-01 | 10006115
0 | 0 | 0 | 0 | 2024-12-01 | BH Colorado Electric Oper Co | Regulated Electric (122) | WPC Sub 20328 Portland | WPC Sub 20328 Portland | 135300 | Pwr Trfrmr Nbr Xxxxxx Foundation: 9101XXXXXX | 9870212 | TRANSF, PWR, FOUNDATION | 1979-07-01 | 1979-07-01 | CPR Conversion
1 | 2766.02 | 2758.3068 | 7.7132 | 2024-12-01 | BH Colorado Electric Oper Co | Regulated Electric (122) | WPC Sub 20328 Portland | WPC Sub 20328 Portland | 135300 | Pwr Trfrmr Nbr Xxxxxx Foundation: 9101XXXXXX | 9805270 | TRANSF, PWR, FOUNDATION-00000-TRANSF, PWR, FOUNDATION | 1974-07-01 | 1974-07-01 | WCDXFER
0 | 0 | 0 | 0 | 2024-12-01 | BH Colorado Electric Oper Co | Regulated Electric (122) | WPC Sub 20328 Portland | WPC Sub 20328 Portland | 135300 | Pwr Trfrmr Nbr Xxxxxx Foundation: 9101XXXXXX | 9870122 | TRANSF, PWR, FOUNDATION | 1974-07-01 | 1974-07-01 | CPR Conversion
0 | 0 | 0 | 0 | 2024-12-01 | BH Colorado Electric Oper Co | Regulated Electric (122) | WPC Sub 20328 Portland | WPC Sub 20328 Portland | 135300 | Pwr Trfrmr Nbr Xxxxxx Foundation: 9101XXXXXX | 9691249 | TRANSF, PWR, FOUNDATION | 1981-07-01 | 1981-07-01 | CPR Conversion
1 | 516.65 | 443.7942 | 72.8558 | 2024-12-01 | BH Colorado Electric Oper Co | Regulated Electric (122) | WPC Sub 20328 Portland | WPC Sub 20328 Portland | 135300 | Pwr Trfrmr Nbr Xxxxxx Foundation: 9101XXXXXX | 9805272 | TRANSF, PWR, FOUNDATION-00000-TRANSF, PWR, FOUNDATION | 1981-07-01 | 1981-07-01 | WCDXFER
1 | 1776.29 | 1595.9568 | 180.3332 | 2024-12-01 | BH Colorado Electric Oper Co | Regulated Electric (122) | WPC Sub 20328 Portland | WPC Sub 20328 Portland | 135300 | Pwr Trfrmr Nbr Xxxxxx Foundation: 9101XXXXXX | 9805271 | TRANSF, PWR, FOUNDATION-00000-TRANSF, PWR, FOUNDATION | 1979-07-01 | 1979-07-01 | WCDXFER
0 | 0 | 0 | 0 | 2024-12-01 | BH Colorado Electric Oper Co | Regulated Electric (122) | WPC Sub 20328 Portland | WPC Sub 20328 Portland | 135300 | Pwr Trfrmr Nbr Xxxxxxx: 9105XXXXXX | 9870211 | TX.-POWER | 1959-07-01 | 1959-07-01 | CPR Conversion
1 | 137660.01 | 137276.1396 | 383.8704 | 2024-12-01 | BH Colorado Electric Oper Co | Regulated Electric (122) | WPC Sub 20328 Portland | WPC Sub 20328 Portland | 135300 | Pwr Trfrmr Nbr Xxxxxxx: 9105XXXXXX | 9821668 | TX.-POWER-08010-TX.-POWER | 1974-07-01 | 1974-07-01 | WCDXFER
1 | 1734663.44 | 188396.9045 | 1546266.5355 | 2024-12-01 | BH Colorado Electric Oper Co | Regulated Electric (122) | WPC Sub 20328 Portland | WPC Sub 20328 Portland | 135300 | Pwr Trfrmr Nbr Xxxxxxx: 9105XXXXXX | 29606324 | Pwr Trfrmr Nbr Xxxxxxx | 2019-05-10 | 2019-05-01 | 10059997
1 | 914.36 | 911.8103 | 2.5497 | 2024-12-01 | BH Colorado Electric Oper Co | Regulated Electric (122) | WPC Sub 20328 Portland | WPC Sub 20328 Portland | 135300 | Pwr Trfrmr Nbr Xxxxxxx: 9105XXXXXX | 9821669 | TX.-POWER-00000-TX.-POWER | 1974-07-01 | 1974-07-01 | WCDXFER
0 | 0 | 0 | 0 | 2024-12-01 | BH Colorado Electric Oper Co | Regulated Electric (122) | WPC Sub 20328 Portland | WPC Sub 20328 Portland | 135300 | Pwr Trfrmr Nbr Xxxxxxx: 9105XXXXXX | 9870123 | TX.-POWER | 1974-07-01 | 1974-07-01 | CPR Conversion
0 | 0 | 0 | 0 | 2024-12-01 | BH Colorado Electric Oper Co | Regulated Electric (122) | WPC Sub 20328 Portland | WPC Sub 20328 Portland | 135300 | Pwr Trfrmr Nbr Xxxxxxx: 9105XXXXXX | 9870210 | TX.-POWER | 1974-07-01 | 1974-07-01 | CPR Conversion
0 | 0 | 0 | 0 | 2024-12-01 | BH Colorado Electric Oper Co | Regulated Electric (122) | WPC Sub 20328 Portland | WPC Sub 20328 Portland | 135300 | Pwr Trfrmr Nbr Xxxxxxx: 9105XXXXXX | 9821667 | TX.-POWER-08009-TX.-POWER | 1959-07-01 | 1959-07-01 | WCDXFER
3 | 46580.1 | 22535.2498 | 24044.8502 | 2024-12-01 | BH Colorado Electric Oper Co | Regulated Electric (122) | WPC Sub 20328 Portland | WPC Sub 20328 Portland | 135300 | Reactor-Current Limiting: 6511000000 | 9807808 | REACTOR-CURRENT LIMITING | 2000-08-01 | 2001-01-01 | 10006115
1 | 12051.86 | 5830.6374 | 6221.2226 | 2024-12-01 | BH Colorado Electric Oper Co | Regulated Electric (122) | WPC Sub 20328 Portland | WPC Sub 20328 Portland | 135300 | Reactor-Foundation: 6510000000 | 9807809 | REACTOR-FOUNDATION | 2000-08-01 | 2001-01-01 | 10006115
0 | 0 | 0 | 0 | 2024-12-01 | BH Colorado Electric Oper Co | Regulated Electric (122) | WPC Sub 20328 Portland | WPC Sub 20328 Portland | 135300 | Receiver: 1122000000 | 9724103 | CARRIER CURR.EQ-RECEIVERS | 1974-07-01 | 1974-07-01 | CPR Conversion
1 | 25680.56 | 25608.9487 | 71.6113 | 2024-12-01 | BH Colorado Electric Oper Co | Regulated Electric (122) | WPC Sub 20328 Portland | WPC Sub 20328 Portland | 135300 | Receiver: 1122000000 | 9768382 | CARRIER CURR.EQ-RECEIVERS | 1974-07-01 | 1974-07-01 | WCDXFER
1 | -1859.61 | -899.6712 | -959.9388 | 2024-12-01 | BH Colorado Electric Oper Co | Regulated Electric (122) | WPC Sub 20328 Portland | WPC Sub 20328 Portland | 135300 | Relay - Breaker Failure: 5951000000 | 9809984 | BREAKER FAILURE RELAY | 2000-12-15 | 2002-01-01 | 10009149
4 | 313998.29 | 77505.6172 | 236492.6728 | 2024-12-01 | BH Colorado Electric Oper Co | Regulated Electric (122) | WPC Sub 20328 Portland | WPC Sub 20328 Portland | 135300 | Relay - Bus Differential: 5951200000 | 11845679 | RELAYING AND PANELS | 2012-12-19 | 2012-12-01 | 10042866
0 | 0 | 0 | 0 | 2024-12-01 | BH Colorado Electric Oper Co | Regulated Electric (122) | WPC Sub 20328 Portland | WPC Sub 20328 Portland | 135300 | Relay - Impedance: 5951600000 | 9969004 | IMPEDANCE RELAY | 1997-12-15 | 1998-01-01 | 23556029
1 | 3150 | 3334.3011 | -184.3011 | 2024-12-01 | BH Colorado Electric Oper Co | Regulated Electric (122) | WPC Sub 20328 Portland | WPC Sub 20328 Portland | 135300 | Relay - Impedance: 5951600000 | 9769401 | IMPEDANCE RELAY | 1961-07-01 | 1961-07-01 | WCDXFER
0 | 0 | 0 | 0 | 2024-12-01 | BH Colorado Electric Oper Co | Regulated Electric (122) | WPC Sub 20328 Portland | WPC Sub 20328 Portland | 135300 | Relay - Impedance: 5951600000 | 9973800 | IMPEDANCE RELAY | 1961-07-01 | 1961-07-01 | CPR Conversion
3 | 20402.51 | 11079.2962 | 9323.2138 | 2024-12-01 | BH Colorado Electric Oper Co | Regulated Electric (122) | WPC Sub 20328 Portland | WPC Sub 20328 Portland | 135300 | Relay - Impedance: 5951600000 | 9761154 | IMPEDANCE RELAY | 1997-12-15 | 1998-01-01 | 23556029
0 | 0 | 0 | 0 | 2024-12-01 | BH Colorado Electric Oper Co | Regulated Electric (122) | WPC Sub 20328 Portland | WPC Sub 20328 Portland | 135300 | Relay - Impedance: 5951600000 | 9973799 | PANELS-IMPEDENCE RELAY | 1974-07-01 | 1974-07-01 | CPR Conversion
1 | -2789.41 | -1349.5044 | -1439.9056 | 2024-12-01 | BH Colorado Electric Oper Co | Regulated Electric (122) | WPC Sub 20328 Portland | WPC Sub 20328 Portland | 135300 | Relay - Impedance: 5951600000 | 9809983 | IMPEDANCE RELAY | 2000-12-15 | 2002-01-01 | 10009149
2 | 54463.6 | 24198.2935 | 30265.3065 | 2024-12-01 | BH Colorado Electric Oper Co | Regulated Electric (122) | WPC Sub 20328 Portland | WPC Sub 20328 Portland | 135300 | Relay - Impedance: 5951600000 | 9810959 | IMPEDANCE RELAY | 2002-06-18 | 2002-01-01 | 10010415
1 | 78865.33 | 78645.4109 | 219.9191 | 2024-12-01 | BH Colorado Electric Oper Co | Regulated Electric (122) | WPC Sub 20328 Portland | WPC Sub 20328 Portland | 135300 | Relay - Impedance: 5951600000 | 9778057 | IMPEDENCE RELAY | 1974-07-01 | 1974-07-01 | WCDXFER
26 | -16464.28 | -7965.347 | -8498.933 | 2024-12-01 | BH Colorado Electric Oper Co | Regulated Electric (122) | WPC Sub 20328 Portland | WPC Sub 20328 Portland | 135300 | Relay - Miscellaneous: 5959900000 | 9809981 | MISCELLANEOUS RELAY | 2000-12-15 | 2002-01-01 | 10009149
0 | 0 | 0 | 0 | 2024-12-01 | BH Colorado Electric Oper Co | Regulated Electric (122) | WPC Sub 20328 Portland | WPC Sub 20328 Portland | 135300 | Relay - Miscellaneous: 5959900000 | 9969003 | MISCELLANEOUS RELAY | 1997-12-15 | 1998-01-01 | 23556029
0 | 0 | 0 | 0 | 2024-12-01 | BH Colorado Electric Oper Co | Regulated Electric (122) | WPC Sub 20328 Portland | WPC Sub 20328 Portland | 135300 | Relay - Miscellaneous: 5959900000 | 9688691 | MISCELLANEOUS RELAY | 1997-12-15 | 1998-01-01 | 23556029
1 | -3409.28 | -1649.3948 | -1759.8852 | 2024-12-01 | BH Colorado Electric Oper Co | Regulated Electric (122) | WPC Sub 20328 Portland | WPC Sub 20328 Portland | 135300 | Relay - Overcurrent: 5951800000 | 9809982 | OVERCURRENT RELAY | 2000-12-15 | 2002-01-01 | 10009149
0 | 22762.21 | 1573.1794 | 21189.0306 | 2024-12-01 | BH Colorado Electric Oper Co | Regulated Electric (122) | WPC Sub 20328 Portland | WPC Sub 20328 Portland | 135300 | RELAY AND CONTROL: 5959810000 | 34776528 | NERC Test Switch | 2021-09-16 | 2021-09-01 | 10075420
1 | -29076.86 | -14067.2584 | -15009.6016 | 2024-12-01 | BH Colorado Electric Oper Co | Regulated Electric (122) | WPC Sub 20328 Portland | WPC Sub 20328 Portland | 135300 | Roads: 7701300000 | 9809980 | ROADS | 2000-12-15 | 2002-01-01 | 10009149
0 | 0 | 0 | 0 | 2024-12-01 | BH Colorado Electric Oper Co | Regulated Electric (122) | WPC Sub 20328 Portland | WPC Sub 20328 Portland | 135300 | Scada Equip - Rtu: 8191130000 | 9785458 | SCADA & RADIO EQUIP-RTU,TRANSDUCERS, RELAYS, REMOTE ALARM, GENRATOR,ANTENNAS | 1988-07-01 | 1988-07-01 | WCDXFER
0 | 0 | 0 | 0 | 2024-12-01 | BH Colorado Electric Oper Co | Regulated Electric (122) | WPC Sub 20328 Portland | WPC Sub 20328 Portland | 135300 | Scada Equip - Rtu: 8191130000 | 9809972 | SCADA EQUIPMENT- RTU | 2000-12-15 | 2002-01-01 | 10009149
0 | 0 | 0 | 0 | 2024-12-01 | BH Colorado Electric Oper Co | Regulated Electric (122) | WPC Sub 20328 Portland | WPC Sub 20328 Portland | 135300 | Scada Equip - Rtu: 8191130000 | 9973871 | SCADA EQUIPMENT- RTU | 1987-07-01 | 1987-07-01 | CPR Conversion
0 | 0 | 0 | 0 | 2024-12-01 | BH Colorado Electric Oper Co | Regulated Electric (122) | WPC Sub 20328 Portland | WPC Sub 20328 Portland | 135300 | Scada Equip - Rtu: 8191130000 | 9785459 | SCADA & RADIO EQUIP-RTU,TRANSDUCERS, RELAYS, REMOTE ALARM, GENRATOR,ANTENNAS | 1987-07-01 | 1987-07-01 | WCDXFER
0 | 0 | 0 | 0 | 2024-12-01 | BH Colorado Electric Oper Co | Regulated Electric (122) | WPC Sub 20328 Portland | WPC Sub 20328 Portland | 135300 | Scada Equip - Rtu: 8191130000 | 12818161 | SCADA EQUIP - RTU Telegyr Systems | 2003-11-14 | 2003-01-01 | 50507XFER
0 | 13488.73 | 9722.0933 | 3766.6367 | 2024-12-01 | BH Colorado Electric Oper Co | Regulated Electric (122) | WPC Sub 20328 Portland | WPC Sub 20328 Portland | 135300 | Scada Equip - Rtu: 8191130000 | 12818139 | SCADA & RADIO EQUIP-RTU,TRANSDUCERS, RELAYS, REMOTE ALARM, GENRATOR,ANTENNAS | 1988-07-01 | 1988-07-01 | 50507XFER
0 | 0 | 0 | 0 | 2024-12-01 | BH Colorado Electric Oper Co | Regulated Electric (122) | WPC Sub 20328 Portland | WPC Sub 20328 Portland | 135300 | Scada Equip - Rtu: 8191130000 | 9973870 | TELEMETERING-RTU | 1988-07-01 | 1988-07-01 | CPR Conversion
1 | 43338.46 | 32092.2835 | 11246.1765 | 2024-12-01 | BH Colorado Electric Oper Co | Regulated Electric (122) | WPC Sub 20328 Portland | WPC Sub 20328 Portland | 135300 | Scada Equip - Rtu: 8191130000 | 12818150 | SCADA & RADIO EQUIP-RTU,TRANSDUCERS, RELAYS, REMOTE ALARM, GENRATOR,ANTENNAS | 1987-07-01 | 1987-07-01 | 50507XFER
1 | 105439.36 | 3123.1286 | 102316.2314 | 2024-12-01 | BH Colorado Electric Oper Co | Regulated Electric (122) | WPC Sub 20328 Portland | WPC Sub 20328 Portland | 135300 | Scada Equip - Rtu: 8191130000 | 38929008 | Scada Equip - Rtu | 2023-11-07 | 2023-01-01 | 10082706
1 | 16562.2 | 3761.0727 | 12801.1273 | 2024-12-01 | BH Colorado Electric Oper Co | Regulated Electric (122) | WPC Sub 20328 Portland | WPC Sub 20328 Portland | 135300 | Scada Equip - Server/Router: 8191190000 | 12301516 | Scada Equip - Server/Router | 2013-07-01 | 2013-01-01 | 10047856
2 | 12128.44 | 359.2461 | 11769.1939 | 2024-12-01 | BH Colorado Electric Oper Co | Regulated Electric (122) | WPC Sub 20328 Portland | WPC Sub 20328 Portland | 135300 | Scada Equip -Modem: 8191015500 | 38929017 | Scada Equip - Modem | 2023-11-07 | 2023-01-01 | 10082706
1 | 5782.83 | 2797.708 | 2985.122 | 2024-12-01 | BH Colorado Electric Oper Co | Regulated Electric (122) | WPC Sub 20328 Portland | WPC Sub 20328 Portland | 135300 | Station Rock: 7702000000 | 9807807 | STATION ROCK | 2000-08-01 | 2001-01-01 | 10006115
70 | -260.55 | -126.053 | -134.497 | 2024-12-01 | BH Colorado Electric Oper Co | Regulated Electric (122) | WPC Sub 20328 Portland | WPC Sub 20328 Portland | 135300 | Steel Conduit: 1820200000 | 9809969 | STEEL CONDUIT | 2000-12-15 | 2002-01-01 | 10009149
150 | 1227.12 | 593.6753 | 633.4447 | 2024-12-01 | BH Colorado Electric Oper Co | Regulated Electric (122) | WPC Sub 20328 Portland | WPC Sub 20328 Portland | 135300 | Steel Conduit: 1820200000 | 9807801 | STEEL CONDUIT | 2000-08-01 | 2001-01-01 | 10006115
3 | -1306.14 | -631.9049 | -674.2351 | 2024-12-01 | BH Colorado Electric Oper Co | Regulated Electric (122) | WPC Sub 20328 Portland | WPC Sub 20328 Portland | 135300 | Struc-Supporting,Outdoor-Other: 7849900000 | 9809974 | STRUC-SUPP, OUTDOOR-OTHER CCVT STND | 2000-12-15 | 2002-01-01 | 10009149
1 | 183869.95 | 45385.4509 | 138484.4991 | 2024-12-01 | BH Colorado Electric Oper Co | Regulated Electric (122) | WPC Sub 20328 Portland | WPC Sub 20328 Portland | 135300 | Structure - Steel: 7841085000 | 11845685 | STRUCTURES: STEEL | 2012-12-19 | 2012-12-01 | 10042866
1 | 70861.89 | 2098.9391 | 68762.9509 | 2024-12-01 | BH Colorado Electric Oper Co | Regulated Electric (122) | WPC Sub 20328 Portland | WPC Sub 20328 Portland | 135300 | Switches - Over 34500v: 7986900000 | 38894065 | Switches 115kV | 2023-11-30 | 2023-01-01 | 10084646
1 | 76314.05 | 18836.9419 | 57477.1081 | 2024-12-01 | BH Colorado Electric Oper Co | Regulated Electric (122) | WPC Sub 20328 Portland | WPC Sub 20328 Portland | 135300 | Switches-Disconnect >= 115kv: | 11845667 | SWITCH: DISCONNECT 115KV, 550 KV, 2000 AMP | 2012-12-19 | 2012-01-01 | 10042866
4 | 23752.52 | 5393.9063 | 18358.6137 | 2024-12-01 | BH Colorado Electric Oper Co | Regulated Electric (122) | WPC Sub 20328 Portland | WPC Sub 20328 Portland | 135300 | Switches-Disconnect >= 115kv: | 12087675 | SWITCH: 115KV UPGRADE | 2013-06-17 | 2013-01-01 | 10047623
1 | 65661.42 | 23987.1069 | 41674.3131 | 2024-12-01 | BH Colorado Electric Oper Co | Regulated Electric (122) | WPC Sub 20328 Portland | WPC Sub 20328 Portland | 135300 | Tower - Not Available: 8330000000 | 12818172 | TOWER -SELF SUPPORTING 80' MICROWAVE | 2006-10-15 | 2006-01-01 | 50507XFER
0 | 0 | 0 | 0 | 2024-12-01 | BH Colorado Electric Oper Co | Regulated Electric (122) | WPC Sub 20328 Portland | WPC Sub 20328 Portland | 135300 | Transf, Pntl, 35.001-69kv 1ph: 9031069000 | 9724106 | TRANSF, POTNTL, 1PH, 35001-69KV | 1981-07-01 | 1981-07-01 | CPR Conversion
2 | 10812.68 | 9287.9208 | 1524.7592 | 2024-12-01 | BH Colorado Electric Oper Co | Regulated Electric (122) | WPC Sub 20328 Portland | WPC Sub 20328 Portland | 135300 | Transf, Pntl, 35.001-69kv 1ph: 9031069000 | 9786636 | TRANSF, POTNTL, 1PH, 35001-69KV | 1981-07-01 | 1981-07-01 | WCDXFER
1 | 10316.49 | 8861.7015 | 1454.7885 | 2024-12-01 | BH Colorado Electric Oper Co | Regulated Electric (122) | WPC Sub 20328 Portland | WPC Sub 20328 Portland | 135300 | Transf, Pntl, 69.001-161kv 1ph: 9031161000 | 9786632 | TRANSF, POTNTL, 1PH, 69001-161KV | 1981-07-01 | 1981-07-01 | WCDXFER
3 | 29521.55 | 14282.3975 | 15239.1525 | 2024-12-01 | BH Colorado Electric Oper Co | Regulated Electric (122) | WPC Sub 20328 Portland | WPC Sub 20328 Portland | 135300 | Transf, Pntl, 69.001-161kv 1ph: 9031161000 | 9807804 | TRANSF, POTNTL, 1PH, 69001-161KV | 2000-08-01 | 2001-01-01 | 10006115
0 | 0 | 0 | 0 | 2024-12-01 | BH Colorado Electric Oper Co | Regulated Electric (122) | WPC Sub 20328 Portland | WPC Sub 20328 Portland | 135300 | Transf, Pntl, 69.001-161kv 1ph: 9031161000 | 9973862 | TRANSF, POTNTL, 1PH, 69001-161KV | 1981-07-01 | 1981-07-01 | CPR Conversion
6 | 7213.82 | 3490.0147 | 3723.8053 | 2024-12-01 | BH Colorado Electric Oper Co | Regulated Electric (122) | WPC Sub 20328 Portland | WPC Sub 20328 Portland | 135300 | Transf, Pntl, 69.001-161kv 1ph: 9031161000 | 9809971 | TRANSF, POTNTL, 1PH, 69001-161KV | 2000-12-15 | 2002-01-01 | 10009149
1 | 10623.85 | 5769.1324 | 4854.7176 | 2024-12-01 | BH Colorado Electric Oper Co | Regulated Electric (122) | WPC Sub 20328 Portland | WPC Sub 20328 Portland | 135300 | Transmitter/Receiver Combined: 1123000000 | 9761155 | CARR CURR EQ-TRANS/REC COMBINED | 1997-12-15 | 1998-01-01 | 23556029
0 | 0 | 0 | 0 | 2024-12-01 | BH Colorado Electric Oper Co | Regulated Electric (122) | WPC Sub 20328 Portland | WPC Sub 20328 Portland | 135300 | Transmitter/Receiver Combined: 1123000000 | 9969005 | CARR CURR EQ-TRANS/REC COMBINED | 1997-12-15 | 1998-01-01 | 23556029
1 | 10585.66 | 10556.1415 | 29.5185 | 2024-12-01 | BH Colorado Electric Oper Co | Regulated Electric (122) | WPC Sub 20328 Portland | WPC Sub 20328 Portland | 135300 | Transmitter: 1121000000 | 9768383 | CARRIER CURRENT EQMT.-TRANSMITTERS | 1974-07-01 | 1974-07-01 | WCDXFER
0 | 0 | 0 | 0 | 2024-12-01 | BH Colorado Electric Oper Co | Regulated Electric (122) | WPC Sub 20328 Portland | WPC Sub 20328 Portland | 135300 | Transmitter: 1121000000 | 9973811 | CARRIER CURRENT EQMT.-TRANSMITTERS | 1974-07-01 | 1974-07-01 | CPR Conversion
160 | 10225.99 | 4947.2895 | 5278.7005 | 2024-12-01 | BH Colorado Electric Oper Co | Regulated Electric (122) | WPC Sub 20328 Portland | WPC Sub 20328 Portland | 135300 | Tubular Bus, Alum , Under 3": 0771302000 | 9807784 | TUBULAR BUS, ALUM , UNDER 3" | 2000-08-01 | 2001-01-01 | 10006115
120 | -4208.75 | -2036.1749 | -2172.5751 | 2024-12-01 | BH Colorado Electric Oper Co | Regulated Electric (122) | WPC Sub 20328 Portland | WPC Sub 20328 Portland | 135300 | Tubular Bus, Alum , Under 3": 0771302000 | 9809957 | TUBULAR BUS, ALUM , UNDER 3" | 2000-12-15 | 2002-01-01 | 10009149
510 | -11517.24 | -5571.9906 | -5945.2494 | 2024-12-01 | BH Colorado Electric Oper Co | Regulated Electric (122) | WPC Sub 20328 Portland | WPC Sub 20328 Portland | 135300 | Tubular Bus, Alum , 3" To 4": 0771304000 | 9809956 | TUBULAR BUS, ALUM , 3" TO 4" | 2000-12-15 | 2002-01-01 | 10009149
1 | 47009.89 | 46878.801 | 131.089 | 2024-12-01 | BH Colorado Electric Oper Co | Regulated Electric (122) | WPC Sub 20328 Portland | WPC Sub 20328 Portland | 135300 | Tubular Bus, Alum , 3" To 4": 0771304000 | 9766628 | TUBULAR BUS, ALUM , 3" TO 4" | 1974-07-01 | 1974-07-01 | WCDXFER
0 | 0 | 0 | 0 | 2024-12-01 | BH Colorado Electric Oper Co | Regulated Electric (122) | WPC Sub 20328 Portland | WPC Sub 20328 Portland | 135300 | Tubular Bus, Alum , 3" To 4": 0771304000 | 9697413 | TUBULAR BUS, ALUM , 3" TO 4" | 1974-07-01 | 1974-07-01 | CPR Conversion
11 | 20562.55 | 20505.2105 | 57.3395 | 2024-12-01 | BH Colorado Electric Oper Co | Regulated Electric (122) | WPC Sub 20328 Portland | WPC Sub 20328 Portland | 135300 | Tx., Curr.-Wind.Type-100-600a: 8752000600 | 9785781 | TX., CURR.-WIND.TYPE-100-600A | 1974-07-01 | 1974-07-01 | WCDXFER
0 | 0 | 0 | 0 | 2024-12-01 | BH Colorado Electric Oper Co | Regulated Electric (122) | WPC Sub 20328 Portland | WPC Sub 20328 Portland | 135300 | Tx., Curr.-Wind.Type-100-600a: 8752000600 | 9973864 | TX., CURR.-WIND.TYPE-100-600A | 1974-07-01 | 1974-07-01 | CPR Conversion
0 | 0 | 0 | 0 | 2024-12-01 | BH Colorado Electric Oper Co | Regulated Electric (122) | WPC Sub 20328 Portland | WPC Sub 20328 Portland | 135300 | Tx.-Curr., Wind.Type 601-1200a: 8752001200 | 9973863 | TX.-CURR., WIND.TYPE 601-1200A | 1974-07-01 | 1974-07-01 | CPR Conversion
7 | 21862.51 | 21801.5455 | 60.9645 | 2024-12-01 | BH Colorado Electric Oper Co | Regulated Electric (122) | WPC Sub 20328 Portland | WPC Sub 20328 Portland | 135300 | Tx.-Curr., Wind.Type 601-1200a: 8752001200 | 9786646 | TX.-CURR., WIND.TYPE 601-1200A | 1974-07-01 | 1974-07-01 | WCDXFER
1 | 2855.67 | 1381.5607 | 1474.1093 | 2024-12-01 | BH Colorado Electric Oper Co | Regulated Electric (122) | WPC Sub 20328 Portland | WPC Sub 20328 Portland | 135300 | Walks, Drives, Curbs, Roads, Etc.: 7703000000 | 9807806 | WALKS, DRIVES, CURBS, ROADS, ETC. | 2000-08-01 | 2001-01-01 | 10006115
0 | 0 | 0 | 0 | 2024-12-01 | BH Colorado Electric Oper Co | Regulated Electric (122) | WPC Sub 20328 Portland | WPC Sub 20328 Portland | 135301 | Estimated Additions: 0010000000 | 38325279 | Replacing 2 115kV breakers at the Portland Sub. (115-2 & 115-4) | 2023-11-30 | 2023-12-01 | 10079869
0 | 0 | 0 | 0 | 2024-12-01 | BH Colorado Electric Oper Co | Regulated Electric (122) | WPC Sub 20328 Portland | WPC Sub 20328 Portland | 135301 | Estimated Additions: 0010000000 | 38506277 | Replacing 2 115kV breakers at the Portland Sub. (115-2 & 115-4) | 2023-11-30 | 2024-01-01 | 10079869
0 | 0 | 0 | 0 | 2024-12-01 | BH Colorado Electric Oper Co | Regulated Electric (122) | WPC Sub 20328 Portland | WPC Sub 20328 Portland | 135301 | Estimated Additions: 0010000000 | 38235612 | Replacing 2 115kV breakers at the Portland Sub. (115-2 & 115-4) | 2023-11-30 | 2023-11-01 | 10079869
0 | 0 | 0 | 0 | 2024-12-01 | BH Colorado Electric Oper Co | Regulated Electric (122) | WPC Sub 20328 Portland | WPC Sub 20328 Portland | 135301 | Estimated Additions: 0010000000 | 33797540 | Install test switches on lockouts at Portland to aid in NERC testing. | 2021-09-16 | 2021-09-01 | 10075420
0 | 0 | 0 | 0 | 2024-12-01 | BH Colorado Electric Oper Co | Regulated Electric (122) | WPC Sub 20328 Portland | WPC Sub 20328 Portland | 135301 | Estimated Additions: 0010000000 | 38659217 | Replacing 2 115kV breakers at the Portland Sub. (115-2 & 115-4) | 2023-11-30 | 2024-02-01 | 10079869
0 | 0 | 0 | 0 | 2024-12-01 | BH Colorado Electric Oper Co | Regulated Electric (122) | WPC Sub 20328 Portland | WPC Sub 20328 Portland | 135301 | Estimated Additions: 0010000000 | 34060291 | Install test switches on lockouts at Portland to aid in NERC testing. | 2021-09-16 | 2021-11-01 | 10075420
0 | 0 | 0 | 0 | 2024-12-01 | BH Colorado Electric Oper Co | Regulated Electric (122) | WPC Sub 20328 Portland | WPC Sub 20328 Portland | 135500 | Estimated Additions: 0010000000 | 9800931 | Ring Bus Exp(without Metering) | 2000-12-15 | 2000-12-01 | 10009149
0 | 0 | 0 | 0 | 2024-12-01 | BH Colorado Electric Oper Co | Regulated Electric (122) | WPC Sub 20328 Portland | WPC Sub 20328 Portland | 135500 | Estimated Additions: 0010000000 | 9801357 | Ring Bus Exp(without Metering) | 2000-12-15 | 2001-01-01 | 10009149
0 | 0 | 0 | 0 | 2024-12-01 | BH Colorado Electric Oper Co | Regulated Electric (122) | WPC Sub 20328 Portland | WPC Sub 20328 Portland | 135500 | Estimated Additions: 0010000000 | 9809409 | Ring Bus Exp(without Metering) | 2000-12-15 | 2001-12-01 | 10009149
0 | 0 | 0 | 0 | 2024-12-01 | BH Colorado Electric Oper Co | Regulated Electric (122) | WPC Sub 20328 Portland | WPC Sub 20328 Portland | 135500 | Estimated Additions: 0010000000 | 9806496 | Ring Bus Exp(without Metering) | 2000-12-15 | 2001-04-01 | 10009149
0 | 0 | 0 | 0 | 2024-12-01 | BH Colorado Electric Oper Co | Regulated Electric (122) | WPC Sub 20328 Portland | WPC Sub 20328 Portland | 135500 | Guys: 4060000000 | 9809952 | GUYS | 2000-12-15 | 2002-01-01 | 10009149
0 | 0 | 0 | 0 | 2024-12-01 | BH Colorado Electric Oper Co | Regulated Electric (122) | WPC Sub 20363 Silvercliff Tap | WPC Sub 20363 Silvercliff Tap | 135300 | Batteries, Storage: 0350000000 | 9766636 | BATTERIES, STORAGE | 1985-07-01 | 1985-07-01 | WCDXFER
0 | 0 | 0 | 0 | 2024-12-01 | BH Colorado Electric Oper Co | Regulated Electric (122) | WPC Sub 20363 Silvercliff Tap | WPC Sub 20363 Silvercliff Tap | 135300 | Batteries, Storage: 0350000000 | 9973858 | BATTERIES, STORAGE | 1991-07-01 | 1991-07-01 | CPR Conversion
0 | 0 | 0 | 0 | 2024-12-01 | BH Colorado Electric Oper Co | Regulated Electric (122) | WPC Sub 20363 Silvercliff Tap | WPC Sub 20363 Silvercliff Tap | 135300 | Batteries, Storage: 0350000000 | 9973859 | BATTERIES, STORAGE | 1985-07-01 | 1985-07-01 | CPR Conversion
0 | 0 | 0 | 0 | 2024-12-01 | BH Colorado Electric Oper Co | Regulated Electric (122) | WPC Sub 20363 Silvercliff Tap | WPC Sub 20363 Silvercliff Tap | 135300 | Batteries, Storage: 0350000000 | 9766637 | BATTERIES, STORAGE | 1991-07-01 | 1991-07-01 | WCDXFER
0 | 0 | 0 | 0 | 2024-12-01 | BH Colorado Electric Oper Co | Regulated Electric (122) | WPC Sub 20363 Silvercliff Tap | WPC Sub 20363 Silvercliff Tap | 135300 | Battery Charger: 0300000000 | 9688825 | BATTERY CHARGER | 1985-07-01 | 1985-07-01 | WCDXFER
0 | 0 | 0 | 0 | 2024-12-01 | BH Colorado Electric Oper Co | Regulated Electric (122) | WPC Sub 20363 Silvercliff Tap | WPC Sub 20363 Silvercliff Tap | 135300 | Battery Charger: 0300000000 | 9973856 | BATTERY CHARGERS | 1991-07-01 | 1991-07-01 | CPR Conversion
0 | 0 | 0 | 0 | 2024-12-01 | BH Colorado Electric Oper Co | Regulated Electric (122) | WPC Sub 20363 Silvercliff Tap | WPC Sub 20363 Silvercliff Tap | 135300 | Battery Charger: 0300000000 | 9973857 | BATTERY CHARGER | 1985-07-01 | 1985-07-01 | CPR Conversion
0 | 0 | 0 | 0 | 2024-12-01 | BH Colorado Electric Oper Co | Regulated Electric (122) | WPC Sub 20363 Silvercliff Tap | WPC Sub 20363 Silvercliff Tap | 135300 | Battery Charger: 0300000000 | 9766591 | BATTERY CHARGERS | 1991-07-01 | 1991-07-01 | WCDXFER
0 | 0 | 0 | 0 | 2024-12-01 | BH Colorado Electric Oper Co | Regulated Electric (122) | WPC Sub 20363 Silvercliff Tap | WPC Sub 20363 Silvercliff Tap | 135300 | Combo-Elec-45-69kv- <= 600amps: 7984106906 | 9785440 | COMBO-ELEC-45-69KV- <= 600AMPS | 1985-07-01 | 1985-07-01 | WCDXFER
0 | 0 | 0 | 0 | 2024-12-01 | BH Colorado Electric Oper Co | Regulated Electric (122) | WPC Sub 20363 Silvercliff Tap | WPC Sub 20363 Silvercliff Tap | 135300 | Combo-Elec-45-69kv- <= 600amps: 7984106906 | 9973851 | COMBO-ELEC-45-69KV- <= 600AMPS | 1985-07-01 | 1985-07-01 | CPR Conversion
0 | 0 | 0 | 0 | 2024-12-01 | BH Colorado Electric Oper Co | Regulated Electric (122) | WPC Sub 20363 Silvercliff Tap | WPC Sub 20363 Silvercliff Tap | 135300 | Relay - Miscellaneous: 5959900000 | 9973855 | MISCELLANEOUS RELAY | 1985-07-01 | 1985-07-01 | CPR Conversion
0 | 0 | 0 | 0 | 2024-12-01 | BH Colorado Electric Oper Co | Regulated Electric (122) | WPC Sub 20363 Silvercliff Tap | WPC Sub 20363 Silvercliff Tap | 135300 | Relay - Miscellaneous: 5959900000 | 9778049 | MISCELLANEOUS RELAY | 1985-07-01 | 1985-07-01 | WCDXFER
0 | 0 | 0 | 0 | 2024-12-01 | BH Colorado Electric Oper Co | Regulated Electric (122) | WPC Sub 20363 Silvercliff Tap | WPC Sub 20363 Silvercliff Tap | 135300 | Telemeter Eq - Transmit/Receive: 8192060000 | 9785791 | TELEMETERING-TRNS/REC COMBO | 1980-07-01 | 1980-07-01 | WCDXFER
0 | 0 | 0 | 0 | 2024-12-01 | BH Colorado Electric Oper Co | Regulated Electric (122) | WPC Sub 20363 Silvercliff Tap | WPC Sub 20363 Silvercliff Tap | 135300 | Telemeter Eq - Transmit/Receive: 8192060000 | 9785792 | TELEMETERING-TRNS/REC COMBO | 1988-07-01 | 1988-07-01 | WCDXFER
0 | 0 | 0 | 0 | 2024-12-01 | BH Colorado Electric Oper Co | Regulated Electric (122) | WPC Sub 20363 Silvercliff Tap | WPC Sub 20363 Silvercliff Tap | 135300 | Telemeter Eq - Transmit/Receive: 8192060000 | 9785793 | TELEMETER EQ-TRANSMIT/RECEIVE COMBO | 1967-07-01 | 1967-07-01 | WCDXFER
0 | 0 | 0 | 0 | 2024-12-01 | BH Colorado Electric Oper Co | Regulated Electric (122) | WPC Sub 20363 Silvercliff Tap | WPC Sub 20363 Silvercliff Tap | 135300 | Telemeter Eq - Transmit/Receive: 8192060000 | 9973853 | TELEMETERING-TRNS/REC COMBO | 1980-07-01 | 1980-07-01 | CPR Conversion
0 | 0 | 0 | 0 | 2024-12-01 | BH Colorado Electric Oper Co | Regulated Electric (122) | WPC Sub 20363 Silvercliff Tap | WPC Sub 20363 Silvercliff Tap | 135300 | Telemeter Eq - Transmit/Receive: 8192060000 | 9973854 | TELEMETER EQ-TRANSMIT/RECEIVE COMBO | 1967-07-01 | 1967-07-01 | CPR Conversion
0 | 0 | 0 | 0 | 2024-12-01 | BH Colorado Electric Oper Co | Regulated Electric (122) | WPC Sub 20363 Silvercliff Tap | WPC Sub 20363 Silvercliff Tap | 135300 | Telemeter Eq - Transmit/Receive: 8192060000 | 9973852 | TELEMETERING-TRNS/REC COMBO | 1988-07-01 | 1988-07-01 | CPR Conversion
0 | 0 | 0 | 0 | 2024-12-01 | BH Colorado Electric Oper Co | Regulated Electric (122) | WPC Sub 20366 Domtar Tap | WPC Sub 20366 Domtar Tap | 135300 | Scada Equip - Rtu: 8191130000 | 9973850 | SCADA EQUIPMENT- RTU | 1988-07-01 | 1988-07-01 | CPR Conversion
0 | 0 | 0 | 0 | 2024-12-01 | BH Colorado Electric Oper Co | Regulated Electric (122) | WPC Sub 20366 Domtar Tap | WPC Sub 20366 Domtar Tap | 135300 | Scada Equip - Rtu: 8191130000 | 9785457 | SCADA EQUIPMENT- RTU | 1988-07-01 | 1988-07-01 | WCDXFER
0 | 0 | 0 | 0 | 2024-12-01 | BH Colorado Electric Oper Co | Regulated Electric (122) | WPC Sub 20367 Energy Fuels Tap | WPC Sub 20367 Energy Fuels Tap | 135300 | Batteries, Storage: 0350000000 | 9973849 | BATTERIES, STORAGE | 1991-07-01 | 1991-07-01 | CPR Conversion
0 | 0 | 0 | 0 | 2024-12-01 | BH Colorado Electric Oper Co | Regulated Electric (122) | WPC Sub 20367 Energy Fuels Tap | WPC Sub 20367 Energy Fuels Tap | 135300 | Batteries, Storage: 0350000000 | 9766635 | BATTERIES, STORAGE | 1991-07-01 | 1991-07-01 | WCDXFER
0 | 0 | 0 | 0 | 2024-12-01 | BH Colorado Electric Oper Co | Regulated Electric (122) | WPC Sub 20367 Energy Fuels Tap | WPC Sub 20367 Energy Fuels Tap | 135300 | Battery Charger: 0300000000 | 9766590 | BATTERY CHARGER | 1991-07-01 | 1991-07-01 | WCDXFER
0 | 0 | 0 | 0 | 2024-12-01 | BH Colorado Electric Oper Co | Regulated Electric (122) | WPC Sub 20367 Energy Fuels Tap | WPC Sub 20367 Energy Fuels Tap | 135300 | Battery Charger: 0300000000 | 9973848 | BATTERY CHARGER | 1991-07-01 | 1991-07-01 | CPR Conversion
0 | 0 | 0 | 0 | 2024-12-01 | BH Colorado Electric Oper Co | Regulated Electric (122) | WPC Sub 20368 Highland Tap | WPC Sub 20368 Highland Tap | 135200 | Fence: 3220000000 | 9724105 | FENCE | 1969-07-01 | 1969-07-01 | CPR Conversion
0 | 0 | 0 | 0 | 2024-12-01 | BH Colorado Electric Oper Co | Regulated Electric (122) | WPC Sub 20368 Highland Tap | WPC Sub 20368 Highland Tap | 135300 | Batteries, Storage: 0350000000 | 9766634 | BATTERIES, STORAGE | 1991-07-01 | 1991-07-01 | WCDXFER
0 | 0 | 0 | 0 | 2024-12-01 | BH Colorado Electric Oper Co | Regulated Electric (122) | WPC Sub 20368 Highland Tap | WPC Sub 20368 Highland Tap | 135300 | Batteries, Storage: 0350000000 | 9973847 | BATTERIES, STORAGE | 1991-07-01 | 1991-07-01 | CPR Conversion
0 | 0 | 0 | 0 | 2024-12-01 | BH Colorado Electric Oper Co | Regulated Electric (122) | WPC Sub 20368 Highland Tap | WPC Sub 20368 Highland Tap | 135300 | Battery Charger: 0300000000 | 9766589 | BATTERY CHARGER | 1991-07-01 | 1991-07-01 | WCDXFER
0 | 0 | 0 | 0 | 2024-12-01 | BH Colorado Electric Oper Co | Regulated Electric (122) | WPC Sub 20368 Highland Tap | WPC Sub 20368 Highland Tap | 135300 | Battery Charger: 0300000000 | 9973846 | BATTERY CHARGER | 1991-07-01 | 1991-07-01 | CPR Conversion
0 | 0 | 0 | 0 | 2024-12-01 | BH Colorado Electric Oper Co | Regulated Electric (122) | WPC Sub 20368 Highland Tap | WPC Sub 20368 Highland Tap | 135300 | Breaker, Vacuum-69kv: 6214069000 | 9973839 | VACUUM-69KV | 1969-07-01 | 1969-07-01 | CPR Conversion
0 | 0 | 0 | 0 | 2024-12-01 | BH Colorado Electric Oper Co | Regulated Electric (122) | WPC Sub 20368 Highland Tap | WPC Sub 20368 Highland Tap | 135300 | Breaker, Vacuum-69kv: 6214069000 | 9778085 | VACUUM-69KV | 1969-07-01 | 1969-07-01 | WCDXFER
0 | 0 | 0 | 0 | 2024-12-01 | BH Colorado Electric Oper Co | Regulated Electric (122) | WPC Sub 20368 Highland Tap | WPC Sub 20368 Highland Tap | 135300 | Combo-Elec-45-69kv- <= 600amps: 7984106906 | 9706619 | COMBO-ELEC-45-69KV- <= 600AMPS | 1967-07-01 | 1967-07-01 | CPR Conversion
0 | 0 | 0 | 0 | 2024-12-01 | BH Colorado Electric Oper Co | Regulated Electric (122) | WPC Sub 20368 Highland Tap | WPC Sub 20368 Highland Tap | 135300 | Combo-Elec-45-69kv- <= 600amps: 7984106906 | 9785439 | COMBO-ELEC-45-69KV- <= 600AMPS | 1967-07-01 | 1967-07-01 | WCDXFER
0 | 0 | 0 | 0 | 2024-12-01 | BH Colorado Electric Oper Co | Regulated Electric (122) | WPC Sub 20368 Highland Tap | WPC Sub 20368 Highland Tap | 135300 | Cond. Pwr Cable, Al, Other: 0773000000 | 9973844 | COND. PWR CABLE, AL, OTHER | 1969-07-01 | 1969-07-01 | CPR Conversion
0 | 0 | 0 | 0 | 2024-12-01 | BH Colorado Electric Oper Co | Regulated Electric (122) | WPC Sub 20368 Highland Tap | WPC Sub 20368 Highland Tap | 135300 | Cond. Pwr Cable, Al, Other: 0773000000 | 9766898 | COND. PWR CABLE, AL, OTHER | 1969-07-01 | 1969-07-01 | WCDXFER
0 | 0 | 0 | 0 | 2024-12-01 | BH Colorado Electric Oper Co | Regulated Electric (122) | WPC Sub 20368 Highland Tap | WPC Sub 20368 Highland Tap | 135300 | Ctrl Cub-Switchgear, Metalclad: 1963000000 | 9973845 | CTRL CUB-SWITCHGEAR, METALCLAD | 1969-07-01 | 1969-07-01 | CPR Conversion
0 | 0 | 0 | 0 | 2024-12-01 | BH Colorado Electric Oper Co | Regulated Electric (122) | WPC Sub 20368 Highland Tap | WPC Sub 20368 Highland Tap | 135300 | Ctrl Cub-Switchgear, Metalclad: 1963000000 | 9769334 | CTRL CUB-SWITCHGEAR, METALCLAD | 1969-07-01 | 1969-07-01 | WCDXFER
0 | 0 | 0 | 0 | 2024-12-01 | BH Colorado Electric Oper Co | Regulated Electric (122) | WPC Sub 20368 Highland Tap | WPC Sub 20368 Highland Tap | 135300 | Low Prof-Deadend Twr-Low Tension: 7841030000 | 9781407 | LOW PROF-DEADEND TWR-LOW TENSION | 1969-07-01 | 1969-07-01 | WCDXFER
0 | 0 | 0 | 0 | 2024-12-01 | BH Colorado Electric Oper Co | Regulated Electric (122) | WPC Sub 20368 Highland Tap | WPC Sub 20368 Highland Tap | 135300 | Low Prof-Deadend Twr-Low Tension: 7841030000 | 9973843 | LOW PROF-DEADEND TWR-LOW TENSION | 1969-07-01 | 1969-07-01 | CPR Conversion
0 | 0 | 0 | 0 | 2024-12-01 | BH Colorado Electric Oper Co | Regulated Electric (122) | WPC Sub 20368 Highland Tap | WPC Sub 20368 Highland Tap | 135300 | Telemeter Eq - Transmit/Receive: 8192060000 | 9973841 | TELEMETERING-TRNS/REC COMBO | 1979-07-01 | 1979-07-01 | CPR Conversion
0 | 0 | 0 | 0 | 2024-12-01 | BH Colorado Electric Oper Co | Regulated Electric (122) | WPC Sub 20368 Highland Tap | WPC Sub 20368 Highland Tap | 135300 | Telemeter Eq - Transmit/Receive: 8192060000 | 9973842 | TELEMETER EQ-TRANSMIT/RECEIVE COMBO | 1969-07-01 | 1969-07-01 | CPR Conversion
0 | 0 | 0 | 0 | 2024-12-01 | BH Colorado Electric Oper Co | Regulated Electric (122) | WPC Sub 20368 Highland Tap | WPC Sub 20368 Highland Tap | 135300 | Telemeter Eq - Transmit/Receive: 8192060000 | 9785788 | TELEMETERING-TRNS/REC COMBO | 1979-07-01 | 1979-07-01 | WCDXFER
0 | 0 | 0 | 0 | 2024-12-01 | BH Colorado Electric Oper Co | Regulated Electric (122) | WPC Sub 20368 Highland Tap | WPC Sub 20368 Highland Tap | 135300 | Telemeter Eq - Transmit/Receive: 8192060000 | 9785789 | TELEMETERING-TRNS/REC COMBO | 1988-07-01 | 1988-07-01 | WCDXFER
0 | 0 | 0 | 0 | 2024-12-01 | BH Colorado Electric Oper Co | Regulated Electric (122) | WPC Sub 20368 Highland Tap | WPC Sub 20368 Highland Tap | 135300 | Telemeter Eq - Transmit/Receive: 8192060000 | 9785790 | TELEMETER EQ-TRANSMIT/RECEIVE COMBO | 1969-07-01 | 1969-07-01 | WCDXFER
0 | 0 | 0 | 0 | 2024-12-01 | BH Colorado Electric Oper Co | Regulated Electric (122) | WPC Sub 20368 Highland Tap | WPC Sub 20368 Highland Tap | 135300 | Telemeter Eq - Transmit/Receive: 8192060000 | 9973840 | TELEMETERING-TRNS/REC COMBO | 1988-07-01 | 1988-07-01 | CPR Conversion
0.18 | 4321.49 | -30.8376 | 4352.3276 | 2024-12-01 | BH Colorado Electric Oper Co | Regulated Electric (122) | WPC Sub 20378 Arequa Gulch Sub | WPC Sub 20378 Arequa Gulch Sub | 135002 | Land Rights - Non-Depreciable: 4552XXXXXX | 28939674 | S31-T15-R69-LAND RIGHTS/CRIPPLE CREEK | 2008-11-09 | 2008-11-01 | 10013685
0.82 | 19686.78 | -140.4825 | 19827.2625 | 2024-12-01 | BH Colorado Electric Oper Co | Regulated Electric (122) | WPC Sub 20378 Arequa Gulch Sub | WPC Sub 20378 Arequa Gulch Sub | 135002 | Land Rights - Non-Depreciable: 4552XXXXXX | 28924115 | S31-T15-R69-LAND RIGHTS/CRIPPLE CREEK | 2008-11-09 | 2008-11-01 | 10013685
9 | 11703.69 | 3351.0946 | 8352.5954 | 2024-12-01 | BH Colorado Electric Oper Co | Regulated Electric (122) | WPC Sub 20378 Arequa Gulch Sub | WPC Sub 20378 Arequa Gulch Sub | 135300 | Arrester - 0-10,000 Volts: 0210100000 | 10988680 | 115 KV LIGHTNING ARRESTER | 2010-04-09 | 2010-01-01 | 10013683
1 | 38518.87 | 3422.8034 | 35096.0666 | 2024-12-01 | BH Colorado Electric Oper Co | Regulated Electric (122) | WPC Sub 20378 Arequa Gulch Sub | WPC Sub 20378 Arequa Gulch Sub | 135300 | Batteries, Storage - Station: 0353000000 | 31725734 | Batteries, Storage - Station | 2020-06-25 | 2020-06-01 | 10070110
1 | 109645.25 | 14073.4009 | 95571.8491 | 2024-12-01 | BH Colorado Electric Oper Co | Regulated Electric (122) | WPC Sub 20378 Arequa Gulch Sub | WPC Sub 20378 Arequa Gulch Sub | 135300 | Breaker, 115 KV: 6212115115 | 28939714 | Breaker, 115 KV | 2018-08-21 | 2018-01-01 | 10059044
3 | 251438.12 | 71993.7841 | 179444.3359 | 2024-12-01 | BH Colorado Electric Oper Co | Regulated Electric (122) | WPC Sub 20378 Arequa Gulch Sub | WPC Sub 20378 Arequa Gulch Sub | 135300 | Breaker, 115 KV: 6212115115 | 10988732 | 115 KV BREAKER AREVA 1200 A | 2010-04-09 | 2010-01-01 | 10013683
4 | 249562.44 | 71456.7243 | 178105.7157 | 2024-12-01 | BH Colorado Electric Oper Co | Regulated Electric (122) | WPC Sub 20378 Arequa Gulch Sub | WPC Sub 20378 Arequa Gulch Sub | 135300 | Breaker, 69 KV: | 10988737 | 69 KV BREAKER, AREVA 1200 A | 2010-04-09 | 2010-01-01 | 10013683
0 | 115734.65 | 14854.9995 | 100879.6505 | 2024-12-01 | BH Colorado Electric Oper Co | Regulated Electric (122) | WPC Sub 20378 Arequa Gulch Sub | WPC Sub 20378 Arequa Gulch Sub | 135300 | Bus and Station Conductor: 0770000000 | 28939685 | Bus | 2018-08-21 | 2018-01-01 | 10059044
1 | 9433.36 | 2701.0355 | 6732.3245 | 2024-12-01 | BH Colorado Electric Oper Co | Regulated Electric (122) | WPC Sub 20378 Arequa Gulch Sub | WPC Sub 20378 Arequa Gulch Sub | 135300 | Bus Bar: 0771000000 | 10988714 | BUS BAR | 2010-04-09 | 2010-01-01 | 10013683
373 | 1095.44 | 313.6552 | 781.7848 | 2024-12-01 | BH Colorado Electric Oper Co | Regulated Electric (122) | WPC Sub 20378 Arequa Gulch Sub | WPC Sub 20378 Arequa Gulch Sub | 135300 | Cable, Urd-Al Covered, 6&Smaller: 0855060000 | 11637547 | Cable, Urd-Al Covered, 6&Smaller | 2010-04-09 | 2010-01-01 | 10013683
30 | 997.5 | 285.6122 | 711.8878 | 2024-12-01 | BH Colorado Electric Oper Co | Regulated Electric (122) | WPC Sub 20378 Arequa Gulch Sub | WPC Sub 20378 Arequa Gulch Sub | 135300 | Cable, Urd-Other, 350MCM & Larger: 0850350000 | 11637552 | Cable, Urd-Other, 350MCM & Larger | 2010-04-09 | 2010-01-01 | 10013683
270 | 1101.43 | 315.3703 | 786.0597 | 2024-12-01 | BH Colorado Electric Oper Co | Regulated Electric (122) | WPC Sub 20378 Arequa Gulch Sub | WPC Sub 20378 Arequa Gulch Sub | 135300 | Cable, Urd-Triplex, 1/0: 0853110000 | 11637557 | Cable, Urd-Triplex, 1/0 | 2010-04-09 | 2010-01-01 | 10013683
1 | 191269.38 | 24550.1804 | 166719.1996 | 2024-12-01 | BH Colorado Electric Oper Co | Regulated Electric (122) | WPC Sub 20378 Arequa Gulch Sub | WPC Sub 20378 Arequa Gulch Sub | 135300 | Capacitor Bank, Station: 1051000000 | 28939699 | Capacitor Bank, Station 115kV | 2018-08-21 | 2018-01-01 | 10059044
0 | 12186.32 | 1564.1623 | 10622.1577 | 2024-12-01 | BH Colorado Electric Oper Co | Regulated Electric (122) | WPC Sub 20378 Arequa Gulch Sub | WPC Sub 20378 Arequa Gulch Sub | 135300 | Clearing & Grading: 1260000000 | 28939723 | Clearing & Grading | 2018-08-21 | 2018-08-01 | 10059044
1 | 86230.83 | 24690.3045 | 61540.5255 | 2024-12-01 | BH Colorado Electric Oper Co | Regulated Electric (122) | WPC Sub 20378 Arequa Gulch Sub | WPC Sub 20378 Arequa Gulch Sub | 135300 | Communications - JMUX Equip: | 10930709 | JMUX EQUIP FOR MICROWAVE SYSTEM | 2010-12-20 | 2010-01-01 | 10028493
1 | 2366.69 | 303.774 | 2062.916 | 2024-12-01 | BH Colorado Electric Oper Co | Regulated Electric (122) | WPC Sub 20378 Arequa Gulch Sub | WPC Sub 20378 Arequa Gulch Sub | 135300 | Communications Equip: | 29636559 | Microwave Dehydrator | 2018-12-03 | 2018-01-01 | 10062071
1870 | 52092.49 | 14915.5406 | 37176.9494 | 2024-12-01 | BH Colorado Electric Oper Co | Regulated Electric (122) | WPC Sub 20378 Arequa Gulch Sub | WPC Sub 20378 Arequa Gulch Sub | 135300 | Cond. Control Cable, Other: 0772000000 | 10988687 | Cond. Control Cable, Other | 2010-04-09 | 2010-01-01 | 10013683
1 | 17415.37 | 4986.5088 | 12428.8612 | 2024-12-01 | BH Colorado Electric Oper Co | Regulated Electric (122) | WPC Sub 20378 Arequa Gulch Sub | WPC Sub 20378 Arequa Gulch Sub | 135300 | Cond. Pwr Cable, Other: 0773100000 | 10988711 | Cond. Pwr Cable, Other | 2010-04-09 | 2010-01-01 | 10013683
0 | 34527.91 | 4431.7936 | 30096.1164 | 2024-12-01 | BH Colorado Electric Oper Co | Regulated Electric (122) | WPC Sub 20378 Arequa Gulch Sub | WPC Sub 20378 Arequa Gulch Sub | 135300 | Conduit, Unknown type: 1825000000 | 28939717 | Station Conduit | 2018-08-21 | 2018-01-01 | 10059044
1 | 681789.04 | 195215.3195 | 486573.7205 | 2024-12-01 | BH Colorado Electric Oper Co | Regulated Electric (122) | WPC Sub 20378 Arequa Gulch Sub | WPC Sub 20378 Arequa Gulch Sub | 135300 | Controls - Station: 1969000000 | 10988764 | CONTROL BUILD | 2010-04-09 | 2010-05-01 | 10013683
0 | 0 | 0 | 0 | 2024-12-01 | BH Colorado Electric Oper Co | Regulated Electric (122) | WPC Sub 20378 Arequa Gulch Sub | WPC Sub 20378 Arequa Gulch Sub | 135300 | Estimated Additions: 0010000000 | 30544581 | Replace the battery bank, battery rack, and spill containment at Arequa Gulch Sub. | 2020-06-25 | 2020-12-01 | 10070110
0 | 0 | 0 | 0 | 2024-12-01 | BH Colorado Electric Oper Co | Regulated Electric (122) | WPC Sub 20378 Arequa Gulch Sub | WPC Sub 20378 Arequa Gulch Sub | 135300 | Estimated Additions: 0010000000 | 9735148 | Purch Sub Easement-Arequa Gulc | 2008-11-09 | 2008-11-01 | 10013685
0 | 0 | 0 | 0 | 2024-12-01 | BH Colorado Electric Oper Co | Regulated Electric (122) | WPC Sub 20378 Arequa Gulch Sub | WPC Sub 20378 Arequa Gulch Sub | 135300 | Estimated Additions: 0010000000 | 29512879 | Replace the battery bank, battery rack, and spill containment at Arequa Gulch Sub. | 2020-06-25 | 2020-06-01 | 10070110
0 | 0 | 0 | 0 | 2024-12-01 | BH Colorado Electric Oper Co | Regulated Electric (122) | WPC Sub 20378 Arequa Gulch Sub | WPC Sub 20378 Arequa Gulch Sub | 135300 | Estimated Additions: 0010000000 | 10664193 | Arequa Gulch Sub- Distribution | 2010-03-30 | 2010-05-01 | 10026470
0 | 0 | 0 | 0 | 2024-12-01 | BH Colorado Electric Oper Co | Regulated Electric (122) | WPC Sub 20378 Arequa Gulch Sub | WPC Sub 20378 Arequa Gulch Sub | 135300 | Estimated Additions: 0010000000 | 28413174 | Replace existing door and/or locking mechanisms for Arequa Gulch Substation to allow for compliance with NERC CIP Low Impact Standards. | 2019-12-16 | 2019-12-01 | 10068544
0 | 0 | 0 | 0 | 2024-12-01 | BH Colorado Electric Oper Co | Regulated Electric (122) | WPC Sub 20378 Arequa Gulch Sub | WPC Sub 20378 Arequa Gulch Sub | 135300 | Estimated Additions: 0010000000 | 10338057 | AREQUA GULCH TRANSFORMERS | 2010-04-09 | 2010-05-01 | 10026738
0 | 0 | 0 | 0 | 2024-12-01 | BH Colorado Electric Oper Co | Regulated Electric (122) | WPC Sub 20378 Arequa Gulch Sub | WPC Sub 20378 Arequa Gulch Sub | 135300 | Estimated Additions: 0010000000 | 29646500 | Replace existing door and/or locking mechanisms for Arequa Gulch Substation to allow for compliance with NERC CIP Low Impact Standards. | 2019-12-16 | 2020-07-01 | 10068544
0 | 0 | 0 | 0 | 2024-12-01 | BH Colorado Electric Oper Co | Regulated Electric (122) | WPC Sub 20378 Arequa Gulch Sub | WPC Sub 20378 Arequa Gulch Sub | 135300 | Estimated Additions: 0010000000 | 10338051 | Build Arequa Gulch115/69kv sub | 2010-04-09 | 2010-05-01 | 10013683
0 | 0 | 0 | 0 | 2024-12-01 | BH Colorado Electric Oper Co | Regulated Electric (122) | WPC Sub 20378 Arequa Gulch Sub | WPC Sub 20378 Arequa Gulch Sub | 135300 | Estimated Additions: 0010000000 | 26324169 | Engineering, Procurement and Construction work order to add a Disconnect Switch, Breaker and 12 MVar Capacitor Bank to the 115 kV Bus at Arequa Gulch Substation. | 2018-08-21 | 2019-01-01 | 10059044
0 | 0 | 0 | 0 | 2024-12-01 | BH Colorado Electric Oper Co | Regulated Electric (122) | WPC Sub 20378 Arequa Gulch Sub | WPC Sub 20378 Arequa Gulch Sub | 135300 | Estimated Additions: 0010000000 | 26641257 | Engineering, Procurement and Construction work order to add a Disconnect Switch, Breaker and 12 MVar Capacitor Bank to the 115 kV Bus at Arequa Gulch Substation. | 2018-08-21 | 2019-03-01 | 10059044
0 | 0 | 0 | 0 | 2024-12-01 | BH Colorado Electric Oper Co | Regulated Electric (122) | WPC Sub 20378 Arequa Gulch Sub | WPC Sub 20378 Arequa Gulch Sub | 135300 | Estimated Additions: 0010000000 | 21823004 | Engineering, Procurement and Construction work order to add a Disconnect Switch, Breaker and 12 MVar Capacitor Bank to the 115 kV Bus at Arequa Gulch Substation. | 2018-08-21 | 2018-08-01 | 10059044
0 | 0 | 0 | 0 | 2024-12-01 | BH Colorado Electric Oper Co | Regulated Electric (122) | WPC Sub 20378 Arequa Gulch Sub | WPC Sub 20378 Arequa Gulch Sub | 135300 | Estimated Additions: 0010000000 | 11213297 | Build Arequa Gulch115/69kv sub | 2010-04-09 | 2011-12-01 | 10013683
0 | 0 | 0 | 0 | 2024-12-01 | BH Colorado Electric Oper Co | Regulated Electric (122) | WPC Sub 20378 Arequa Gulch Sub | WPC Sub 20378 Arequa Gulch Sub | 135300 | Estimated Additions: 0010000000 | 28830334 | Replace existing door and/or locking mechanisms for Arequa Gulch Substation to allow for compliance with NERC CIP Low Impact Standards. | 2019-12-16 | 2020-01-01 | 10068544
1 | 30476.9 | 8726.391 | 21750.509 | 2024-12-01 | BH Colorado Electric Oper Co | Regulated Electric (122) | WPC Sub 20378 Arequa Gulch Sub | WPC Sub 20378 Arequa Gulch Sub | 135300 | Fence: 3220000000 | 10988740 | FENCE-AREQUA GULCH | 2010-04-09 | 2010-05-01 | 10013683
1 | 13446.01 | 1725.8485 | 11720.1615 | 2024-12-01 | BH Colorado Electric Oper Co | Regulated Electric (122) | WPC Sub 20378 Arequa Gulch Sub | WPC Sub 20378 Arequa Gulch Sub | 135300 | Foundation, Other: 3369000000 | 28939732 | Foundation, Bus Support | 2018-08-21 | 2018-08-01 | 10059044
1 | 12915.23 | 1657.7208 | 11257.5092 | 2024-12-01 | BH Colorado Electric Oper Co | Regulated Electric (122) | WPC Sub 20378 Arequa Gulch Sub | WPC Sub 20378 Arequa Gulch Sub | 135300 | Foundation, Other: 3369000000 | 28939738 | Foundation, Circuit Breaker | 2018-08-21 | 2018-08-01 | 10059044
1 | 50422.51 | 6471.9283 | 43950.5817 | 2024-12-01 | BH Colorado Electric Oper Co | Regulated Electric (122) | WPC Sub 20378 Arequa Gulch Sub | WPC Sub 20378 Arequa Gulch Sub | 135300 | Foundation, Other: 3369000000 | 28939735 | Foundation, Cap Bank | 2018-08-21 | 2018-08-01 | 10059044
1 | 275183.47 | 78792.7436 | 196390.7264 | 2024-12-01 | BH Colorado Electric Oper Co | Regulated Electric (122) | WPC Sub 20378 Arequa Gulch Sub | WPC Sub 20378 Arequa Gulch Sub | 135300 | Foundation, Other: 3369000000 | 10988743 | FOUNDATION | 2010-04-09 | 2010-05-01 | 10013683
1 | 26892 | 3451.6944 | 23440.3056 | 2024-12-01 | BH Colorado Electric Oper Co | Regulated Electric (122) | WPC Sub 20378 Arequa Gulch Sub | WPC Sub 20378 Arequa Gulch Sub | 135300 | Foundation, Switchgear: 3363000000 | 28939729 | Foundation, Switchgear | 2018-08-21 | 2018-08-01 | 10059044
0 | 27201.6 | 3491.4328 | 23710.1672 | 2024-12-01 | BH Colorado Electric Oper Co | Regulated Electric (122) | WPC Sub 20378 Arequa Gulch Sub | WPC Sub 20378 Arequa Gulch Sub | 135300 | Grounding Systems, Station: 3920000000 | 28939702 | Grounding Systems, Station | 2018-08-21 | 2018-01-01 | 10059044
1 | 56600.01 | 16206.1699 | 40393.8401 | 2024-12-01 | BH Colorado Electric Oper Co | Regulated Electric (122) | WPC Sub 20378 Arequa Gulch Sub | WPC Sub 20378 Arequa Gulch Sub | 135300 | Grounding Systems, Station: 3920000000 | 10988699 | Grounding Systems, Station | 2010-04-09 | 2010-01-01 | 10013683
0 | 1711.87 | 219.7253 | 1492.1447 | 2024-12-01 | BH Colorado Electric Oper Co | Regulated Electric (122) | WPC Sub 20378 Arequa Gulch Sub | WPC Sub 20378 Arequa Gulch Sub | 135300 | Landscaping: 7701000000 | 28939741 | Landscaping | 2018-08-21 | 2018-08-01 | 10059044
1 | 5427.82 | 1554.1371 | 3873.6829 | 2024-12-01 | BH Colorado Electric Oper Co | Regulated Electric (122) | WPC Sub 20378 Arequa Gulch Sub | WPC Sub 20378 Arequa Gulch Sub | 135300 | Landscaping: 7701000000 | 10988746 | Landscaping | 2010-04-09 | 2010-05-01 | 10013683
1 | 47993.69 | 13741.9392 | 34251.7508 | 2024-12-01 | BH Colorado Electric Oper Co | Regulated Electric (122) | WPC Sub 20378 Arequa Gulch Sub | WPC Sub 20378 Arequa Gulch Sub | 135300 | Lightning Mast: 7849000000 | 10988773 | STRUCTURE-LIGHTNING MAST | 2010-04-09 | 2010-05-01 | 10013683
1 | 748560.67 | 214333.9095 | 534226.7605 | 2024-12-01 | BH Colorado Electric Oper Co | Regulated Electric (122) | WPC Sub 20378 Arequa Gulch Sub | WPC Sub 20378 Arequa Gulch Sub | 135300 | Other Structures & Improvements: 7709900000 | 10988752 | STRUCTURE-SUBSTATION PAD | 2010-04-09 | 2010-05-01 | 10013683
1 | 661.27 | 189.3401 | 471.9299 | 2024-12-01 | BH Colorado Electric Oper Co | Regulated Electric (122) | WPC Sub 20378 Arequa Gulch Sub | WPC Sub 20378 Arequa Gulch Sub | 135300 | Other Structures & Improvements: 7709900000 | 10988755 | AREQUA SUB TRNSF PAD CONCRETE | 2010-04-09 | 2010-05-01 | 10013683
4 | 59290.26 | 16976.4639 | 42313.7961 | 2024-12-01 | BH Colorado Electric Oper Co | Regulated Electric (122) | WPC Sub 20378 Arequa Gulch Sub | WPC Sub 20378 Arequa Gulch Sub | 135300 | OTHER: 1120000000 | 10988717 | TRENCH 115KV/69 KV TRAP | 2010-04-09 | 2010-01-01 | 10013683
0 | 46869.15 | 6015.8405 | 40853.3095 | 2024-12-01 | BH Colorado Electric Oper Co | Regulated Electric (122) | WPC Sub 20378 Arequa Gulch Sub | WPC Sub 20378 Arequa Gulch Sub | 135300 | Panel - Relay: 5950300003 | 28939756 | Panel - Relay 10 | 2018-08-21 | 2018-08-01 | 10059044
4 | 3324.05 | 426.6549 | 2897.3951 | 2024-12-01 | BH Colorado Electric Oper Co | Regulated Electric (122) | WPC Sub 20378 Arequa Gulch Sub | WPC Sub 20378 Arequa Gulch Sub | 135300 | Post Insulators: 4272000000 | 28939711 | Post Insulators | 2018-08-21 | 2018-01-01 | 10059044
1 | 13150.42 | 3765.334 | 9385.086 | 2024-12-01 | BH Colorado Electric Oper Co | Regulated Electric (122) | WPC Sub 20378 Arequa Gulch Sub | WPC Sub 20378 Arequa Gulch Sub | 135300 | Post Insulators: 4272000000 | 10988726 | POST INSULATORS | 2010-04-09 | 2010-01-01 | 10013683
14 | 1386 | 396.8507 | 989.1493 | 2024-12-01 | BH Colorado Electric Oper Co | Regulated Electric (122) | WPC Sub 20378 Arequa Gulch Sub | WPC Sub 20378 Arequa Gulch Sub | 135300 | Potheads (Terminators): 6190000000 | 10988702 | Potheads (Terminators) | 2010-04-09 | 2010-01-01 | 10013683
20 | 20336.15 | 5822.81 | 14513.34 | 2024-12-01 | BH Colorado Electric Oper Co | Regulated Electric (122) | WPC Sub 20378 Arequa Gulch Sub | WPC Sub 20378 Arequa Gulch Sub | 135300 | Pvc Conduit: 1820100000 | 10988720 | Pvc Conduit | 2010-04-09 | 2010-01-01 | 10013683
1 | 1089899.82 | 312068.8793 | 777830.9407 | 2024-12-01 | BH Colorado Electric Oper Co | Regulated Electric (122) | WPC Sub 20378 Arequa Gulch Sub | WPC Sub 20378 Arequa Gulch Sub | 135300 | Pwr Trfrmr Nbr Xxxxxxx: 9105XXXXXX | 10909498 | WAUKESHA 115KV/69KV 18/24/30MVA | 2010-04-09 | 2010-05-01 | 10026738
1 | 1089899.85 | 312068.8878 | 777830.9622 | 2024-12-01 | BH Colorado Electric Oper Co | Regulated Electric (122) | WPC Sub 20378 Arequa Gulch Sub | WPC Sub 20378 Arequa Gulch Sub | 135300 | Pwr Trfrmr Nbr Xxxxxxx: 9105XXXXXX | 10909503 | WAUKESHA 115KV/69KV 18/24/30MVA | 2010-04-09 | 2010-05-01 | 10026738
1 | 16562.12 | 3761.0546 | 12801.0654 | 2024-12-01 | BH Colorado Electric Oper Co | Regulated Electric (122) | WPC Sub 20378 Arequa Gulch Sub | WPC Sub 20378 Arequa Gulch Sub | 135300 | Scada Equip - Server/Router: 8191190000 | 12301513 | Scada Equip - Server/Router | 2013-07-01 | 2013-01-01 | 10047856
0 | 8457.65 | 918.5615 | 7539.0885 | 2024-12-01 | BH Colorado Electric Oper Co | Regulated Electric (122) | WPC Sub 20378 Arequa Gulch Sub | WPC Sub 20378 Arequa Gulch Sub | 135300 | SECURITY SYSTEM: 0630000027 | 33375850 | SECURITY SYSTEM | 2019-12-16 | 2019-12-01 | 10068544
1 | 2544.42 | 728.5388 | 1815.8812 | 2024-12-01 | BH Colorado Electric Oper Co | Regulated Electric (122) | WPC Sub 20378 Arequa Gulch Sub | WPC Sub 20378 Arequa Gulch Sub | 135300 | SIGNS, MARQUEES: 0630000013 | 10988776 | SIGN | 2010-04-09 | 2010-05-01 | 10013683
0 | 2466.31 | 316.5606 | 2149.7494 | 2024-12-01 | BH Colorado Electric Oper Co | Regulated Electric (122) | WPC Sub 20378 Arequa Gulch Sub | WPC Sub 20378 Arequa Gulch Sub | 135300 | Station Rock: 7702000000 | 28939747 | Station Rock | 2018-08-21 | 2018-08-01 | 10059044
20 | 19922.06 | 5704.2444 | 14217.8156 | 2024-12-01 | BH Colorado Electric Oper Co | Regulated Electric (122) | WPC Sub 20378 Arequa Gulch Sub | WPC Sub 20378 Arequa Gulch Sub | 135300 | Steel Conduit: 1820200000 | 10988723 | Steel Conduit | 2010-04-09 | 2010-01-01 | 10013683
1 | 221002.5 | 63279.2127 | 157723.2873 | 2024-12-01 | BH Colorado Electric Oper Co | Regulated Electric (122) | WPC Sub 20378 Arequa Gulch Sub | WPC Sub 20378 Arequa Gulch Sub | 135300 | Structure - Steel: 7841085000 | 10988782 | STEEL STRUCTURE-AREQUA | 2010-04-09 | 2010-05-01 | 10013683
1 | 15038.29 | 1930.2239 | 13108.0661 | 2024-12-01 | BH Colorado Electric Oper Co | Regulated Electric (122) | WPC Sub 20378 Arequa Gulch Sub | WPC Sub 20378 Arequa Gulch Sub | 135300 | Switch Stand: 7847000000 | 28939753 | Switch Stand 115kV | 2018-08-21 | 2018-08-01 | 10059044
15 | 8739.94 | 2502.4899 | 6237.4501 | 2024-12-01 | BH Colorado Electric Oper Co | Regulated Electric (122) | WPC Sub 20378 Arequa Gulch Sub | WPC Sub 20378 Arequa Gulch Sub | 135300 | Switches - Not Available: 7980000000 | 10988705 | AUXILLARY SWITCH 6-STAGE FIELD | 2010-04-09 | 2010-01-01 | 10013683
1 | 32024.05 | 4110.4133 | 27913.6367 | 2024-12-01 | BH Colorado Electric Oper Co | Regulated Electric (122) | WPC Sub 20378 Arequa Gulch Sub | WPC Sub 20378 Arequa Gulch Sub | 135300 | Switches - Over 34500v: 7986900000 | 28939708 | Switch 115kV | 2018-08-21 | 2018-01-01 | 10059044
5 | 188463.21 | 53962.3015 | 134500.9085 | 2024-12-01 | BH Colorado Electric Oper Co | Regulated Electric (122) | WPC Sub 20378 Arequa Gulch Sub | WPC Sub 20378 Arequa Gulch Sub | 135300 | Switches-Gang 115kv: | 10988708 | 3 PHASE 115KV 1200 AMP | 2010-04-09 | 2010-01-01 | 10013683
14 | 5322.42 | 1523.9581 | 3798.4619 | 2024-12-01 | BH Colorado Electric Oper Co | Regulated Electric (122) | WPC Sub 20378 Arequa Gulch Sub | WPC Sub 20378 Arequa Gulch Sub | 135300 | Telemeter Eq - Relay: | 10988729 | RELAYS | 2010-04-09 | 2010-01-01 | 10013683
11 | 102664.65 | 29395.768 | 73268.882 | 2024-12-01 | BH Colorado Electric Oper Co | Regulated Electric (122) | WPC Sub 20378 Arequa Gulch Sub | WPC Sub 20378 Arequa Gulch Sub | 135300 | TRANSF, PNTL, 69.001-161KV: 9030161000 | 10988779 | TRANSF, PNTL, 69.001-161KV | 2010-04-09 | 2010-05-01 | 10013683
1 | 63856.42 | 18283.8836 | 45572.5364 | 2024-12-01 | BH Colorado Electric Oper Co | Regulated Electric (122) | WPC Sub 20378 Arequa Gulch Sub | WPC Sub 20378 Arequa Gulch Sub | 135300 | Transf, Pntl: 9030000000 | 10988758 | SSVT-350-100, 100KVA | 2010-04-09 | 2010-05-01 | 10013683
1 | 1178.17 | 337.3431 | 840.8269 | 2024-12-01 | BH Colorado Electric Oper Co | Regulated Electric (122) | WPC Sub 20378 Arequa Gulch Sub | WPC Sub 20378 Arequa Gulch Sub | 135300 | Transf, Pntl: 9030000000 | 10988761 | 15KV VOLTAGE TRANSFORMER | 2010-04-09 | 2010-05-01 | 10013683
1 | 328077.09 | 93937.6701 | 234139.4199 | 2024-12-01 | BH Colorado Electric Oper Co | Regulated Electric (122) | WPC Sub 20378 Arequa Gulch Sub | WPC Sub 20378 Arequa Gulch Sub | 135300 | Transformer Substation 115kv: | 11028490 | Transformer Substation 115kv | 2010-03-30 | 2010-05-01 | 10026470
1 | 998037.47 | 285766.1126 | 712271.3574 | 2024-12-01 | BH Colorado Electric Oper Co | Regulated Electric (122) | WPC Sub 20378 Arequa Gulch Sub | WPC Sub 20378 Arequa Gulch Sub | 135300 | Transformer Substation 115kv: | 10988767 | 115/69 KV 30MVA, WAUKESHA PT | 2010-04-09 | 2010-05-01 | 10013683
1 | 2275.38 | 651.5051 | 1623.8749 | 2024-12-01 | BH Colorado Electric Oper Co | Regulated Electric (122) | WPC Sub 20378 Arequa Gulch Sub | WPC Sub 20378 Arequa Gulch Sub | 135300 | Transformer Substation 115kv: | 10988770 | 115/69KV 30 MVA, WAUKESHA PT | 2010-04-09 | 2010-05-01 | 10013683
1 | 699.53 | 200.2951 | 499.2349 | 2024-12-01 | BH Colorado Electric Oper Co | Regulated Electric (122) | WPC Sub 20378 Arequa Gulch Sub | WPC Sub 20378 Arequa Gulch Sub | 135300 | Walks, Drives, Curbs, Roads, Etc.: 7703000000 | 10988749 | Walks, Drives, Curbs, Roads, Etc. | 2010-04-09 | 2010-05-01 | 10013683
0 | 0 | 0 | 0 | 2024-12-01 | BH Colorado Electric Oper Co | Regulated Electric (122) | WPC Sub 20378 Arequa Gulch Sub | WPC Sub 20378 Arequa Gulch Sub | 135800 | Cable, Urd-Al Covered, 6&Smaller: 0855060000 | 10988696 | Cable, Urd-Al Covered, 6&Smaller | 2010-04-09 | 2010-01-01 | 10013683
0 | 0 | 0 | 0 | 2024-12-01 | BH Colorado Electric Oper Co | Regulated Electric (122) | WPC Sub 20378 Arequa Gulch Sub | WPC Sub 20378 Arequa Gulch Sub | 135800 | Cable, Urd-Other, 350MCM & Larger: 0850350000 | 10988690 | Cable, Urd-Other, 350MCM & Larger | 2010-04-09 | 2010-01-01 | 10013683
0 | 0 | 0 | 0 | 2024-12-01 | BH Colorado Electric Oper Co | Regulated Electric (122) | WPC Sub 20378 Arequa Gulch Sub | WPC Sub 20378 Arequa Gulch Sub | 135800 | Cable, Urd-Triplex, 1/0: 0853110000 | 10988693 | Cable, Urd-Triplex, 1/0 | 2010-04-09 | 2010-01-01 | 10013683
0 | 0 | 0 | 0 | 2024-12-01 | BH Colorado Electric Oper Co | Regulated Electric (122) | WPC Sub 20444 Cripple Creek | WPC Sub 20444 Cripple Creek | 135300 | Airbrk-1ph-Man-15-45kv-<=600amps: 7981204506 | 9972687 | AIRBREAK-1PH-MAN-15-45KV-<=600AMPS | 1998-12-01 | 2000-01-01 | 23557245
0 | 0 | 0 | 0 | 2024-12-01 | BH Colorado Electric Oper Co | Regulated Electric (122) | WPC Sub 20444 Cripple Creek | WPC Sub 20444 Cripple Creek | 135300 | Airbrk-Elec-1ph 0-15000v-<=600amp: 7981101506 | 9801111 | AIRBREAK-1PH-ELEC-0-15000V-<=600AMPS | 1998-12-01 | 2000-01-01 | WCDXFER
0 | 0 | 0 | 0 | 2024-12-01 | BH Colorado Electric Oper Co | Regulated Electric (122) | WPC Sub 20444 Cripple Creek | WPC Sub 20444 Cripple Creek | 135300 | Airbrk-Elec-1ph 0-15000v-<=600amp: 7981101506 | 9972688 | AIRBREAK-1PH-ELEC-0-15000V-<=600AMPS | 1998-12-01 | 2000-01-01 | 23557245
0 | 0 | 0 | 0 | 2024-12-01 | BH Colorado Electric Oper Co | Regulated Electric (122) | WPC Sub 20444 Cripple Creek | WPC Sub 20444 Cripple Creek | 135300 | Arrester - 0-10,000 Volts: 0210100000 | 9761182 | ARRESTER - 0-10,000 VOLTS | 1998-12-01 | 2000-01-01 | 23557245
0 | 0 | 0 | 0 | 2024-12-01 | BH Colorado Electric Oper Co | Regulated Electric (122) | WPC Sub 20444 Cripple Creek | WPC Sub 20444 Cripple Creek | 135300 | Arrester - 0-10,000 Volts: 0210100000 | 9972695 | ARRESTER - 0-10,000 VOLTS | 1998-12-01 | 2000-01-01 | 23557245
0 | 0 | 0 | 0 | 2024-12-01 | BH Colorado Electric Oper Co | Regulated Electric (122) | WPC Sub 20444 Cripple Creek | WPC Sub 20444 Cripple Creek | 135300 | Cable Tray: 1823000000 | 9761178 | CABLE TRAY | 1998-12-01 | 2000-01-01 | 23557245
0 | 0 | 0 | 0 | 2024-12-01 | BH Colorado Electric Oper Co | Regulated Electric (122) | WPC Sub 20444 Cripple Creek | WPC Sub 20444 Cripple Creek | 135300 | Cable Tray: 1823000000 | 9972686 | CABLE TRAY | 1998-12-01 | 2000-01-01 | 23557245
0 | 0 | 0 | 0 | 2024-12-01 | BH Colorado Electric Oper Co | Regulated Electric (122) | WPC Sub 20444 Cripple Creek | WPC Sub 20444 Cripple Creek | 135300 | Grounding Systems, Station: 3920000000 | 9972692 | GROUNDING SYSTEMS, STATION | 1998-12-01 | 2000-01-01 | 23557245
0 | 0 | 0 | 0 | 2024-12-01 | BH Colorado Electric Oper Co | Regulated Electric (122) | WPC Sub 20444 Cripple Creek | WPC Sub 20444 Cripple Creek | 135300 | Grounding Systems, Station: 3920000000 | 9761181 | GROUNDING SYSTEMS, STATION | 1998-12-01 | 2000-01-01 | 23557245
0 | 0 | 0 | 0 | 2024-12-01 | BH Colorado Electric Oper Co | Regulated Electric (122) | WPC Sub 20444 Cripple Creek | WPC Sub 20444 Cripple Creek | 135300 | Potheads (Terminators): 6190000000 | 9972691 | POTHEADS (TERMINATORS) | 1998-12-01 | 2000-01-01 | 23557245
0 | 0 | 0 | 0 | 2024-12-01 | BH Colorado Electric Oper Co | Regulated Electric (122) | WPC Sub 20444 Cripple Creek | WPC Sub 20444 Cripple Creek | 135300 | Potheads (Terminators): 6190000000 | 9761180 | POTHEADS (TERMINATORS) | 1998-12-01 | 2000-01-01 | 23557245
0 | 0 | 0 | 0 | 2024-12-01 | BH Colorado Electric Oper Co | Regulated Electric (122) | WPC Sub 20444 Cripple Creek | WPC Sub 20444 Cripple Creek | 135300 | Pwr Trfrmr Nbr Xxxxxxx: 9105XXXXXX | 9801139 | POWER TRANSFORMER NBR 08400 | 1998-12-01 | 1998-12-01 | WCDXFER
0 | 0 | 0 | 0 | 2024-12-01 | BH Colorado Electric Oper Co | Regulated Electric (122) | WPC Sub 20444 Cripple Creek | WPC Sub 20444 Cripple Creek | 135300 | Pwr Trfrmr Nbr Xxxxxxx: 9105XXXXXX | 9972685 | POWER TRANSFORMER NBR 08400 | 1998-12-01 | 1998-12-01 | 23557245
0 | 0 | 0 | 0 | 2024-12-01 | BH Colorado Electric Oper Co | Regulated Electric (122) | WPC Sub 20444 Cripple Creek | WPC Sub 20444 Cripple Creek | 135300 | Reclosers-3ph: 6553000000 | 9972690 | RECLOSERS - 3 PHASE | 1998-12-01 | 2000-01-01 | 23557245
0 | 0 | 0 | 0 | 2024-12-01 | BH Colorado Electric Oper Co | Regulated Electric (122) | WPC Sub 20444 Cripple Creek | WPC Sub 20444 Cripple Creek | 135300 | Struc-Supporting,Outdoor-Other: 7849900000 | 9972689 | STRUC-SUPPORTING,OUTDOOR-OTHER | 1998-12-01 | 2000-01-01 | 23557245
0 | 0 | 0 | 0 | 2024-12-01 | BH Colorado Electric Oper Co | Regulated Electric (122) | WPC Sub 20444 Cripple Creek | WPC Sub 20444 Cripple Creek | 135300 | Struc-Supporting,Outdoor-Other: 7849900000 | 9761179 | STRUC-SUPPORTING,OUTDOOR-OTHER | 1998-12-01 | 2000-01-01 | 23557245
1 | 43328.9 | -706.7399 | 44035.6399 | 2024-12-01 | BH Colorado Electric Oper Co | Regulated Electric (122) | WPC Sub 20501 Skala Federal Prison | WPC Sub 20501 Skala Federal Prison | 135001 | Land: 4481XXXXXX | 10562853 | LAND - TRACT 49 | 1990-07-01 | 1990-07-01 | WCDXFER
1 | 1446.96 | 786.8404 | 660.1196 | 2024-12-01 | BH Colorado Electric Oper Co | Regulated Electric (122) | WPC Sub 20501 Skala Federal Prison | WPC Sub 20501 Skala Federal Prison | 135200 | Clearing & Grading: 1260000000 | 10563002 | CLEARING & GRADING | 1990-07-01 | 1990-07-01 | WCDXFER
1 | 12526.6 | 6416.9367 | 6109.6633 | 2024-12-01 | BH Colorado Electric Oper Co | Regulated Electric (122) | WPC Sub 20501 Skala Federal Prison | WPC Sub 20501 Skala Federal Prison | 135200 | Station Rock: 7702000000 | 10563020 | STATION ROCK | 1992-07-01 | 1992-07-01 | WCDXFER
1 | 34077.92 | 17994.0598 | 16083.8602 | 2024-12-01 | BH Colorado Electric Oper Co | Regulated Electric (122) | WPC Sub 20501 Skala Federal Prison | WPC Sub 20501 Skala Federal Prison | 135200 | Walks, Drives, Curbs, Roads, Etc.: 7703000000 | 10563011 | WALKS, DRIVES, CURBS, ROADS, ETC. | 1991-07-01 | 1991-07-01 | CPR Conversion
5 | 63135.43 | 41765.1287 | 21370.3013 | 2024-12-01 | BH Colorado Electric Oper Co | Regulated Electric (122) | WPC Sub 20501 Skala Federal Prison | WPC Sub 20501 Skala Federal Prison | 135300 | Airbrk-3ph-Manl-69-170kv- 1200-1999: 7982217019 | 10565962 | AIRBRK-3PH-MANL-69-170KV- 1200-1999AMPS | 1991-07-01 | 1991-07-01 | WCDXFER
6 | 11830.23 | 7825.8923 | 4004.3377 | 2024-12-01 | BH Colorado Electric Oper Co | Regulated Electric (122) | WPC Sub 20501 Skala Federal Prison | WPC Sub 20501 Skala Federal Prison | 135300 | Arrester - 69,001-146,000 Volts: 0211460000 | 10566004 | ARRESTER - 69,001-146,000 VOLTS | 1991-07-01 | 1991-07-01 | WCDXFER
1460 | 22812.65 | 15090.9444 | 7721.7056 | 2024-12-01 | BH Colorado Electric Oper Co | Regulated Electric (122) | WPC Sub 20501 Skala Federal Prison | WPC Sub 20501 Skala Federal Prison | 135300 | Conduit, Not Encsd Plastic >4"- 6": 1822106000 | 10565997 | CONDUIT-NOT ENC COND-PLS->4"- 6" | 1991-07-01 | 1991-07-01 | WCDXFER
70 | 265.05 | 175.3349 | 89.7151 | 2024-12-01 | BH Colorado Electric Oper Co | Regulated Electric (122) | WPC Sub 20501 Skala Federal Prison | WPC Sub 20501 Skala Federal Prison | 135300 | Conduit, Not Encsd Steel Undr 3": 1822202000 | 10565983 | CONDUIT, NOT ENCD-STL-UNDR 3" | 1991-07-01 | 1991-07-01 | WCDXFER
1 | 283710.23 | 187678.9984 | 96031.2316 | 2024-12-01 | BH Colorado Electric Oper Co | Regulated Electric (122) | WPC Sub 20501 Skala Federal Prison | WPC Sub 20501 Skala Federal Prison | 135300 | Ctrl.Cubicle, Feeder,Overcurrent: 1961240000 | 10565976 | CTRL.CUBICLE, FEEDER,OVERCURRENT | 1991-07-01 | 1991-07-01 | WCDXFER
0 | 0 | 0 | 0 | 2024-12-01 | BH Colorado Electric Oper Co | Regulated Electric (122) | WPC Sub 20501 Skala Federal Prison | WPC Sub 20501 Skala Federal Prison | 135300 | Estimated Additions: 0010000000 | 37760003 | NONE | 2023-05-30 | 2023-08-01 | 10082616
0 | 0 | 0 | 0 | 2024-12-01 | BH Colorado Electric Oper Co | Regulated Electric (122) | WPC Sub 20501 Skala Federal Prison | WPC Sub 20501 Skala Federal Prison | 135300 | Estimated Additions: 0010000000 | 28413198 | Replace existing door and/or locking mechanisms for Skala Substation to allow for compliance with NERC CIP Low Impact Standards. | 2019-12-16 | 2019-12-01 | 10068555
3 | 33494.09 | 330.6995 | 33163.3905 | 2024-12-01 | BH Colorado Electric Oper Co | Regulated Electric (122) | WPC Sub 20501 Skala Federal Prison | WPC Sub 20501 Skala Federal Prison | 135300 | Estimated Additions: 0010000000 | 40160635 | Replacing distribution batteries due to degrading cells at the Skala Subsatation. | 2024-11-19 | 2024-12-01 | 10085330
0 | 0 | 0 | 0 | 2024-12-01 | BH Colorado Electric Oper Co | Regulated Electric (122) | WPC Sub 20501 Skala Federal Prison | WPC Sub 20501 Skala Federal Prison | 135300 | Estimated Additions: 0010000000 | 28830361 | Replace existing door and/or locking mechanisms for Skala Substation to allow for compliance with NERC CIP Low Impact Standards. | 2019-12-16 | 2020-01-01 | 10068555
0 | 0 | 0 | 0 | 2024-12-01 | BH Colorado Electric Oper Co | Regulated Electric (122) | WPC Sub 20501 Skala Federal Prison | WPC Sub 20501 Skala Federal Prison | 135300 | Estimated Additions: 0010000000 | 29646555 | Replace existing door and/or locking mechanisms for Skala Substation to allow for compliance with NERC CIP Low Impact Standards. | 2019-12-16 | 2020-07-01 | 10068555
1140 | 11309.3 | 7481.2886 | 3828.0114 | 2024-12-01 | BH Colorado Electric Oper Co | Regulated Electric (122) | WPC Sub 20501 Skala Federal Prison | WPC Sub 20501 Skala Federal Prison | 135300 | Fence: 3220000000 | 10566032 | FENCE | 1991-07-01 | 1991-07-01 | WCDXFER
1 | 217.28 | 135.1532 | 82.1268 | 2024-12-01 | BH Colorado Electric Oper Co | Regulated Electric (122) | WPC Sub 20501 Skala Federal Prison | WPC Sub 20501 Skala Federal Prison | 135300 | Fence: 3220000000 | 10566071 | FENCES, CHAIN LINK | 1993-07-01 | 1993-07-01 | WCDXFER
1 | 20242.39 | 13390.675 | 6851.715 | 2024-12-01 | BH Colorado Electric Oper Co | Regulated Electric (122) | WPC Sub 20501 Skala Federal Prison | WPC Sub 20501 Skala Federal Prison | 135300 | Grounding Systems, Station: 3920000000 | 10566053 | GROUNDING SYSTEMS, STATION | 1991-07-01 | 1991-07-01 | WCDXFER
45 | 66386.84 | 43915.99 | 22470.85 | 2024-12-01 | BH Colorado Electric Oper Co | Regulated Electric (122) | WPC Sub 20501 Skala Federal Prison | WPC Sub 20501 Skala Federal Prison | 135300 | High Profile Struct-Foundation: 7842000000 | 10565969 | HIGH PROFILE STRUCT-FOUNDATION | 1991-07-01 | 1991-07-01 | WCDXFER
1 | 27329.83 | 18079.1335 | 9250.6965 | 2024-12-01 | BH Colorado Electric Oper Co | Regulated Electric (122) | WPC Sub 20501 Skala Federal Prison | WPC Sub 20501 Skala Federal Prison | 135300 | Insulators-Post-161kv: 4272161000 | 10566011 | INSULATORS-POST-161KV | 1991-07-01 | 1991-07-01 | WCDXFER
1 | 50270.01 | 33254.4411 | 17015.5689 | 2024-12-01 | BH Colorado Electric Oper Co | Regulated Electric (122) | WPC Sub 20501 Skala Federal Prison | WPC Sub 20501 Skala Federal Prison | 135300 | Low Profile Struct-Bus Support-1ph: 7841010000 | 10566018 | LOW PROFILE STRUCT-BUS SUPPORT-1PH | 1991-07-01 | 1991-07-01 | WCDXFER
4 | 4694.91 | 3105.7604 | 1589.1496 | 2024-12-01 | BH Colorado Electric Oper Co | Regulated Electric (122) | WPC Sub 20501 Skala Federal Prison | WPC Sub 20501 Skala Federal Prison | 135300 | Manhole: 4831000000 | 10566025 | MANHOLE | 1991-07-01 | 1991-07-01 | WCDXFER
1 | 2236.01 | 1435 | 801.01 | 2024-12-01 | BH Colorado Electric Oper Co | Regulated Electric (122) | WPC Sub 20501 Skala Federal Prison | WPC Sub 20501 Skala Federal Prison | 135300 | Other Low Profile Structure: 7841990000 | 10566062 | OTHER LOW PROFILE STRUCTURE | 1992-07-01 | 1992-07-01 | WCDXFER
1 | 50556.7 | 33444.0912 | 17112.6088 | 2024-12-01 | BH Colorado Electric Oper Co | Regulated Electric (122) | WPC Sub 20501 Skala Federal Prison | WPC Sub 20501 Skala Federal Prison | 135300 | Pwr Trfrmr Nbr Xxxxxx Foundation: 9101XXXXXX | 10565990 | TRANSF, PWR, FOUNDATION-00000-TRANSF, PWR, FOUNDATION | 1991-07-01 | 1991-07-01 | WCDXFER
1 | 378058.61 | 250092.0085 | 127966.6015 | 2024-12-01 | BH Colorado Electric Oper Co | Regulated Electric (122) | WPC Sub 20501 Skala Federal Prison | WPC Sub 20501 Skala Federal Prison | 135300 | Pwr Trfrmr Nbr Xxxxxxx: 9105XXXXXX | 10566039 | TX.-POWER-08046-TX.-POWER | 1991-07-01 | 1991-07-01 | WCDXFER
3 | 94254.3 | 62350.7746 | 31903.5254 | 2024-12-01 | BH Colorado Electric Oper Co | Regulated Electric (122) | WPC Sub 20501 Skala Federal Prison | WPC Sub 20501 Skala Federal Prison | 135300 | Reclosers-3ph,25001-34500v: 6553034000 | 10566046 | RECLOSERS-3PH,25001-34500V | 1991-07-01 | 1991-07-01 | WCDXFER
0 | 0 | 0 | 0 | 2024-12-01 | BH Colorado Electric Oper Co | Regulated Electric (122) | WPC Sub 20501 Skala Federal Prison | WPC Sub 20501 Skala Federal Prison | 135300 | Relay - Miscellaneous: 5959900000 | 10566089 | MISCELLANEOUS RELAY | 1999-12-31 | 2001-01-01 | 23550102
1 | 100908.8 | 20922.5305 | 79986.2695 | 2024-12-01 | BH Colorado Electric Oper Co | Regulated Electric (122) | WPC Sub 20501 Skala Federal Prison | WPC Sub 20501 Skala Federal Prison | 135300 | Relay - Miscellaneous: 5959900000 | 12611026 | RELAY: MISC DPU RELAYS | 2014-02-02 | 2014-03-01 | 10047891
6 | 79285.44 | 16439.1216 | 62846.3184 | 2024-12-01 | BH Colorado Electric Oper Co | Regulated Electric (122) | WPC Sub 20501 Skala Federal Prison | WPC Sub 20501 Skala Federal Prison | 135300 | Relay - Other: 5953300000 | 12611033 | RELAY: SEL 351-501 | 2014-02-02 | 2014-03-01 | 10047891
0 | 0 | 0 | 0 | 2024-12-01 | BH Colorado Electric Oper Co | Regulated Electric (122) | WPC Sub 20501 Skala Federal Prison | WPC Sub 20501 Skala Federal Prison | 135300 | Relay - Other: 5953300000 | 10566098 | RELAY - OTHER | 2006-04-19 | 2007-01-01 | 10022677
1 | 10408.06 | 5651.9506 | 4756.1094 | 2024-12-01 | BH Colorado Electric Oper Co | Regulated Electric (122) | WPC Sub 20501 Skala Federal Prison | WPC Sub 20501 Skala Federal Prison | 135300 | Relay - Transformer Differential: 5952400000 | 10566080 | TRANSFORMER DIFFERENTIAL RELAY | 1997-03-05 | 1997-07-01 | WCDXFER
2 | 21184.33 | 14013.7838 | 7170.5462 | 2024-12-01 | BH Colorado Electric Oper Co | Regulated Electric (122) | WPC Sub 20501 Skala Federal Prison | WPC Sub 20501 Skala Federal Prison | 135300 | Scada Equip - Rtu: 8191130000 | 10565955 | SCADA EQUIPMENT- RTU | 1991-07-01 | 1991-07-01 | WCDXFER
0 | 8254.41 | 896.4882 | 7357.9218 | 2024-12-01 | BH Colorado Electric Oper Co | Regulated Electric (122) | WPC Sub 20501 Skala Federal Prison | WPC Sub 20501 Skala Federal Prison | 135300 | SECURITY SYSTEM: 0630000027 | 33375692 | SECURITY SYSTEM | 2019-12-16 | 2019-12-01 | 10068555
1080 | 20838.81 | 4320.7395 | 16518.0705 | 2024-12-01 | BH Colorado Electric Oper Co | Regulated Electric (122) | WPC Sub 20501 Skala Federal Prison | WPC Sub 20501 Skala Federal Prison | 135300 | Static Wire (Transmission Lines): 1682000000 | 12440670 | 750 MCM AL 15KV 220 M EPR 1/3 NEUTRAL | 2014-02-11 | 2014-01-01 | 10049104
0 | 0 | 0 | 0 | 2024-12-01 | BH Colorado Electric Oper Co | Regulated Electric (122) | WPC Sub 20516 North Canon | WPC Sub 20516 North Canon | 135300 | Airbrk-Elec-3ph45-69kv- <= 600amps: 7982106906 | 9785449 | AIRBRK-3PH-ELEC-45-69KV- <= 600AMPS | 1996-07-01 | 1996-07-01 | WCDXFER
0 | 0 | 0 | 0 | 2024-12-01 | BH Colorado Electric Oper Co | Regulated Electric (122) | WPC Sub 20516 North Canon | WPC Sub 20516 North Canon | 135300 | Airbrk-Elec-3ph45-69kv- <= 600amps: 7982106906 | 9718363 | AIRBRK-3PH-ELEC-45-69KV- <= 600AMPS | 1996-07-01 | 1996-07-01 | CPR Conversion
0 | 0 | 0 | 0 | 2024-12-01 | BH Colorado Electric Oper Co | Regulated Electric (122) | WPC Sub 20516 North Canon | WPC Sub 20516 North Canon | 135300 | Relay - Overcurrent: 5951800000 | 9862144 | OVERCURRENT RELAY | 1996-07-01 | 1996-07-01 | CPR Conversion
0 | 0 | 0 | 0 | 2024-12-01 | BH Colorado Electric Oper Co | Regulated Electric (122) | WPC Sub 20516 North Canon | WPC Sub 20516 North Canon | 135300 | Relay - Overcurrent: 5951800000 | 9778055 | OVERCURRENT RELAY | 1996-07-01 | 1996-07-01 | WCDXFER
0 | 0 | 0 | 0 | 2024-12-01 | BH Colorado Electric Oper Co | Regulated Electric (122) | WPC Sub 20516 North Canon | WPC Sub 20516 North Canon | 135600 | Estimated Additions: 0010000000 | 9747525 | Repl arrestors & swtch-N Canon | 2005-07-01 | 2006-12-01 | 10021094
0 | 0 | 0 | 0 | 2024-12-01 | BH Colorado Electric Oper Co | Regulated Electric (122) | WPC Sub 20635 East Canon | WPC Sub 20635 East Canon | 135800 | Estimated Additions: 0010000000 | 9740123 | Purch/Install Transformer & Eq | 2007-12-12 | 2008-04-01 | 10023942
0 | 0 | 0 | 0 | 2024-12-01 | BH Colorado Electric Oper Co | Regulated Electric (122) | WPC Sub 20635 East Canon | WPC Sub 20635 East Canon | 135800 | Estimated Additions: 0010000000 | 9741765 | Purch/Install Transformer & Eq | 2007-12-12 | 2007-12-01 | 10023942
0 | 0 | 0 | 0 | 2024-12-01 | BH Colorado Electric Oper Co | Regulated Electric (122) | WPC Sub 20640 South Canon | WPC Sub 20640 South Canon | 135600 | Conductor, Oh Trans & Dist Bare: 1686000000 | 9742101 | CONDUCTOR, OH TRANS & DIST BARE | 2007-12-29 | 2008-01-01 | 10024724
0 | 0 | 0 | 0 | 2024-12-01 | BH Colorado Electric Oper Co | Regulated Electric (122) | WPC Sub 20640 South Canon | WPC Sub 20640 South Canon | 135600 | Estimated Additions: 0010000000 | 9737975 | Repl switches-S Canon Sub | 2007-12-29 | 2008-03-01 | 10024724
0 | 0 | 0 | 0 | 2024-12-01 | BH Colorado Electric Oper Co | Regulated Electric (122) | WPC Sub 20674 Victor New | WPC Sub 20674 Victor New | 135300 | Fuse Mtgs, 69,001v And Over: 2522100000 | 9862145 | FUSE MTGS, 69,001V AND OVER | 1996-07-01 | 1996-07-01 | CPR Conversion
0 | 0 | 0 | 0 | 2024-12-01 | BH Colorado Electric Oper Co | Regulated Electric (122) | WPC Sub 20674 Victor New | WPC Sub 20674 Victor New | 135300 | Fuse Mtgs, 69,001v And Over: 2522100000 | 9769333 | FUSE MTGS, 69,001V AND OVER | 1996-07-01 | 1996-07-01 | WCDXFER
0 | 0 | 0 | 0 | 2024-12-01 | BH Colorado Electric Oper Co | Regulated Electric (122) | WPC Sub 20675 AngloGold | WPC Sub 20675 AngloGold | 135300 | Airbrk-1ph-Man-0-15000v-<=600amps: 7981201506 | 9701996 | AIRBRK-1PH-MAN-0-15000V-<=600AMPS | 2001-11-28 | 2002-01-01 | 10011870
0 | 0 | 0 | 0 | 2024-12-01 | BH Colorado Electric Oper Co | Regulated Electric (122) | WPC Sub 20675 AngloGold | WPC Sub 20675 AngloGold | 135300 | Airbrk-1ph-Man-45-69kv-1200-1999a: 7981206919 | 9738323 | AIRBRK-1PH-MAN-45-69KV-1200-1999A | 2001-11-28 | 2002-01-01 | 10011870
0 | 0 | 0 | 0 | 2024-12-01 | BH Colorado Electric Oper Co | Regulated Electric (122) | WPC Sub 20675 AngloGold | WPC Sub 20675 AngloGold | 135300 | Arrester - 0-10,000 Volts: 0210100000 | 9710676 | ARRESTER - 0-10,000 VOLTS | 2001-11-28 | 2002-01-01 | 10011870
0 | 0 | 0 | 0 | 2024-12-01 | BH Colorado Electric Oper Co | Regulated Electric (122) | WPC Sub 20675 AngloGold | WPC Sub 20675 AngloGold | 135300 | Arrester - 34,501-69,000 Volts: 0210700000 | 9738327 | ARRESTER - 34,501-69,000 VOLTS | 2001-11-28 | 2002-01-01 | 10011870
0 | 0 | 0 | 0 | 2024-12-01 | BH Colorado Electric Oper Co | Regulated Electric (122) | WPC Sub 20675 AngloGold | WPC Sub 20675 AngloGold | 135300 | Cutouts, 7,501-15,000 Volts: 2521016000 | 9738326 | CUTOUTS, 7,501-15,000 VOLTS | 2001-11-28 | 2002-01-01 | 10011870
0 | 0 | 0 | 0 | 2024-12-01 | BH Colorado Electric Oper Co | Regulated Electric (122) | WPC Sub 20675 AngloGold | WPC Sub 20675 AngloGold | 135300 | Estimated Additions: 0010000000 | 9811332 | Instl 3,69KV & 2,13KV Switches | 2001-11-28 | 2002-06-01 | 10011870
0 | 0 | 0 | 0 | 2024-12-01 | BH Colorado Electric Oper Co | Regulated Electric (122) | WPC Sub 20675 AngloGold | WPC Sub 20675 AngloGold | 135300 | Fuse Mtgs, 34,502-69,000 Volts: 2522069000 | 9738325 | FUSE MTGS, 34,502-69,000 VOLTS | 2001-11-28 | 2002-01-01 | 10011870
0 | 0 | 0 | 0 | 2024-12-01 | BH Colorado Electric Oper Co | Regulated Electric (122) | WPC Sub 20675 AngloGold | WPC Sub 20675 AngloGold | 135300 | Grounding Systems, Station: 3920000000 | 9738324 | GROUNDING SYSTEMS, STATION | 2001-11-28 | 2002-01-01 | 10011870
0 | 0 | 0 | 0 | 2024-12-01 | BH Colorado Electric Oper Co | Regulated Electric (122) | WPC Sub 20675 AngloGold | WPC Sub 20675 AngloGold | 135300 | Steel Conduit: 1820200000 | 9738322 | STEEL CONDUIT | 2001-11-28 | 2002-01-01 | 10011870
0 | 0 | 0 | 0 | 2024-12-01 | BH Colorado Electric Oper Co | Regulated Electric (122) | WPC Sub 20675 AngloGold | WPC Sub 20675 AngloGold | 135300 | Switch Stand: 7847000000 | 9738321 | SWITCH STAND | 2001-11-28 | 2002-01-01 | 10011870
0 | 0 | 0 | 0 | 2024-12-01 | BH Colorado Electric Oper Co | Regulated Electric (122) | WPC Sub 20675 AngloGold | WPC Sub 20675 AngloGold | 135600 | Estimated Additions: 0010000000 | 9811333 | Instl 3,69KV & 2,13KV Switches | 2001-11-28 | 2002-06-01 | 10011870
0 | 0 | 0 | 0 | 2024-12-01 | BH Colorado Electric Oper Co | Regulated Electric (122) | WPC Sub 20684 Silver Cliff Skinner | WPC Sub 20684 Silver Cliff Skinner | 135300 | Cutouts, 15,001-34,501 Volts: 2521034000 | 9761151 | CUTOUTS 15,001-34,501 VOLTS | 1997-08-01 | 1998-01-01 | 23557241
0 | 0 | 0 | 0 | 2024-12-01 | BH Colorado Electric Oper Co | Regulated Electric (122) | WPC Sub 20684 Silver Cliff Skinner | WPC Sub 20684 Silver Cliff Skinner | 135300 | Cutouts, 15,001-34,501 Volts: 2521034000 | 9879756 | CUTOUTS 15,001-34,501 VOLTS | 1997-08-01 | 1998-01-01 | 23557241
0 | 0 | 0 | 0 | 2024-12-01 | BH Colorado Electric Oper Co | Regulated Electric (122) | WPC Sub 20684 Silver Cliff Skinner | WPC Sub 20684 Silver Cliff Skinner | 135300 | Panels,Instr.,Gauge,Relay,Control: 5950000000 | 9879755 | PANELS,INSTR.,GAUGE,RELAY,CONTROL | 1997-08-01 | 1998-01-01 | 23557241
0 | 0 | 0 | 0 | 2024-12-01 | BH Colorado Electric Oper Co | Regulated Electric (122) | WPC Sub 20684 Silver Cliff Skinner | WPC Sub 20684 Silver Cliff Skinner | 135300 | Panels,Instr.,Gauge,Relay,Control: 5950000000 | 9761150 | PANELS,INSTR.,GAUGE,RELAY,CONTROL | 1997-08-01 | 1998-01-01 | 23557241
0 | 0 | 0 | 0 | 2024-12-01 | BH Colorado Electric Oper Co | Regulated Electric (122) | WPC Sub 20684 Silver Cliff Skinner | WPC Sub 20684 Silver Cliff Skinner | 135300 | Pvc Conduit: 1820100000 | 9879754 | PVC CONDUIT | 1997-08-01 | 1998-01-01 | 23557241
0 | 0 | 0 | 0 | 2024-12-01 | BH Colorado Electric Oper Co | Regulated Electric (122) | WPC Sub 20684 Silver Cliff Skinner | WPC Sub 20684 Silver Cliff Skinner | 135300 | Pvc Conduit: 1820100000 | 9761149 | PVC CONDUIT | 1997-08-01 | 1998-01-01 | 23557241
0 | 0 | 0 | 0 | 2024-12-01 | BH Colorado Electric Oper Co | Regulated Electric (122) | WPC Sub 20684 Silver Cliff Skinner | WPC Sub 20684 Silver Cliff Skinner | 135300 | Steel Conduit: 1820200000 | 9761183 | STEEL CONDUIT | 1997-08-01 | 1998-01-01 | 23557241
0 | 0 | 0 | 0 | 2024-12-01 | BH Colorado Electric Oper Co | Regulated Electric (122) | WPC Sub 20684 Silver Cliff Skinner | WPC Sub 20684 Silver Cliff Skinner | 135300 | Steel Conduit: 1820200000 | 9879753 | STEEL CONDUIT | 1997-08-01 | 1998-01-01 | 23557241
0 | 0 | 0 | 0 | 2024-12-01 | BH Colorado Electric Oper Co | Regulated Electric (122) | WPC Sub 20684 Silver Cliff Skinner | WPC Sub 20684 Silver Cliff Skinner | 135600 | Cable, Oh-Other 6 & Smaller: 0840070000 | 9879757 | CABLE, OVERHEAD-OTHER SIZE 6 & SMALLER | 1997-08-01 | 1998-01-01 | 23557241
0 | 0 | 0 | 0 | 2024-12-01 | BH Colorado Electric Oper Co | Regulated Electric (122) | WPC Sub 20693 Johnson Gulch | WPC Sub 20693 Johnson Gulch | 135300 | Estimated Additions: 0010000000 | 9694172 | Replace Fuse Holders Johnson G | 2008-03-19 | 2008-03-01 | 10025994
0 | 0 | 0 | 0 | 2024-12-01 | BH Colorado Electric Oper Co | Regulated Electric (122) | WPC Sub 20693 Johnson Gulch | WPC Sub 20693 Johnson Gulch | 135300 | Fuse Mtgs, 34,502-69,000 Volts: 2522069000 | 9710937 | FUSE MTGS, 34,502-69,000 VOLTS | 2008-03-19 | 2008-01-01 | 10025994
1 | 23233.06 | -543.7201 | 23776.7801 | 2024-12-01 | BH Colorado Electric Oper Co | Regulated Electric (122) | WPC Sub 30315 Reader | WPC Sub 30315 Reader | 135001 | Land: 4481XXXXXX | 9868950 | LAND - TRACT 12 | 1975-07-01 | 1975-07-01 | CPR Conversion
1 | 25636.57 | 20002.1362 | 5634.4338 | 2024-12-01 | BH Colorado Electric Oper Co | Regulated Electric (122) | WPC Sub 30315 Reader | WPC Sub 30315 Reader | 135200 | Building - Other: 0630000000 | 9973923 | BUILDINGS | 1975-07-01 | 1975-07-01 | CPR Conversion
1 | 15401.03 | 12016.1745 | 3384.8555 | 2024-12-01 | BH Colorado Electric Oper Co | Regulated Electric (122) | WPC Sub 30315 Reader | WPC Sub 30315 Reader | 135200 | Building - Other: 0630000000 | 9973924 | BUILDINGS | 1975-07-01 | 1975-07-01 | CPR Conversion
1 | 12151.76 | 9481.0327 | 2670.7273 | 2024-12-01 | BH Colorado Electric Oper Co | Regulated Electric (122) | WPC Sub 30315 Reader | WPC Sub 30315 Reader | 135200 | Building - Other: 0630000000 | 9973926 | FOUNDATIONS-BUILDING #1 | 1975-07-01 | 1975-07-01 | CPR Conversion
1 | 29121.6 | 22721.2224 | 6400.3776 | 2024-12-01 | BH Colorado Electric Oper Co | Regulated Electric (122) | WPC Sub 30315 Reader | WPC Sub 30315 Reader | 135200 | Building - Other: 0630000000 | 9973838 | CONTROL BUILDING STRUCTURE - # | 1975-07-01 | 1975-07-01 | CPR Conversion
1 | 62052.96 | 48414.8916 | 13638.0684 | 2024-12-01 | BH Colorado Electric Oper Co | Regulated Electric (122) | WPC Sub 30315 Reader | WPC Sub 30315 Reader | 135200 | Building - Other: 0630000000 | 9973925 | LIGHTNING PROTECTION | 1975-07-01 | 1975-07-01 | CPR Conversion
0 | 13297.93 | 1152.8108 | 12145.1192 | 2024-12-01 | BH Colorado Electric Oper Co | Regulated Electric (122) | WPC Sub 30315 Reader | WPC Sub 30315 Reader | 135200 | SECURITY SYSTEM: 0630000027 | 33375683 | SECURITY SYSTEM | 2019-12-16 | 2019-12-01 | 10068554
1 | 2720.33 | 2122.4529 | 597.8771 | 2024-12-01 | BH Colorado Electric Oper Co | Regulated Electric (122) | WPC Sub 30315 Reader | WPC Sub 30315 Reader | 135200 | Yard Lighting Systems: 7700900000 | 9973922 | YARD LIGHTING SYSTEMS | 1975-07-01 | 1975-07-01 | CPR Conversion
8 | 237760.7 | 68077.5552 | 169683.1448 | 2024-12-01 | BH Colorado Electric Oper Co | Regulated Electric (122) | WPC Sub 30315 Reader | WPC Sub 30315 Reader | 135300 | Airbrk-3ph-Manl-15-45kv- >=2000a: 7982204520 | 11197066 | Airbrk-3ph-Manl-15-45kv- >=2000a | 2010-04-15 | 2010-01-01 | 10026454
3 | 11687.86 | 2884.9673 | 8802.8927 | 2024-12-01 | BH Colorado Electric Oper Co | Regulated Electric (122) | WPC Sub 30315 Reader | WPC Sub 30315 Reader | 135300 | Arrester - 0-10,000 Volts: 0210100000 | 12007211 | ARRESTER: 96KV POLYMER, 76 KV | 2012-10-11 | 2012-01-01 | 10044488
3 | 25810.86 | 7390.373 | 18420.487 | 2024-12-01 | BH Colorado Electric Oper Co | Regulated Electric (122) | WPC Sub 30315 Reader | WPC Sub 30315 Reader | 135300 | Arrester - 0-10,000 Volts: 0210100000 | 11100807 | 115 KV ARRESTER | 2010-04-15 | 2011-01-01 | 10025337
6 | 22162.7 | 6345.8025 | 15816.8975 | 2024-12-01 | BH Colorado Electric Oper Co | Regulated Electric (122) | WPC Sub 30315 Reader | WPC Sub 30315 Reader | 135300 | Arrester - 0-10,000 Volts: 0210100000 | 11197051 | ARRESTER: 115KV | 2010-04-15 | 2010-01-01 | 10026454
0 | 0 | 0 | 0 | 2024-12-01 | BH Colorado Electric Oper Co | Regulated Electric (122) | WPC Sub 30315 Reader | WPC Sub 30315 Reader | 135300 | Arrester - 23,001-34,500 Volts: 0210690000 | 9973921 | ARRESTER - 23,000-69,000 VOLTS | 1975-07-01 | 1975-07-01 | CPR Conversion
6 | 3035.06 | 2966.664 | 68.396 | 2024-12-01 | BH Colorado Electric Oper Co | Regulated Electric (122) | WPC Sub 30315 Reader | WPC Sub 30315 Reader | 135300 | Arrester - 23,001-34,500 Volts: 0210690000 | 9766604 | ARRESTER - 23,000-69,000 VOLTS | 1975-07-01 | 1975-07-01 | WCDXFER
0 | 0 | 0 | 0 | 2024-12-01 | BH Colorado Electric Oper Co | Regulated Electric (122) | WPC Sub 30315 Reader | WPC Sub 30315 Reader | 135300 | Arrester - 69,001-146,000 Volts: 0211460000 | 9973920 | ARRESTER - 69,001-146,000 VOLTS | 1980-07-01 | 1980-07-01 | CPR Conversion
3 | 5701.02 | 5009.6625 | 691.3575 | 2024-12-01 | BH Colorado Electric Oper Co | Regulated Electric (122) | WPC Sub 30315 Reader | WPC Sub 30315 Reader | 135300 | Arrester - 69,001-146,000 Volts: 0211460000 | 9766595 | ARRESTER - 69,001-146,000 VOLTS | 1980-07-01 | 1980-07-01 | WCDXFER
0 | 0 | 0 | 0 | 2024-12-01 | BH Colorado Electric Oper Co | Regulated Electric (122) | WPC Sub 30315 Reader | WPC Sub 30315 Reader | 135300 | Arrester - 69,001-146,000 Volts: 0211460000 | 9973918 | ARRESTERS-69,001-146,000 VOLT | 1975-07-01 | 1975-07-01 | CPR Conversion
0 | 0 | 0 | 0 | 2024-12-01 | BH Colorado Electric Oper Co | Regulated Electric (122) | WPC Sub 30315 Reader | WPC Sub 30315 Reader | 135300 | Arrester - 69,001-146,000 Volts: 0211460000 | 9973919 | ARRESTERS-69,001-146,000 VOLT | 1985-07-01 | 1985-07-01 | CPR Conversion
3 | 2548.63 | 2491.1958 | 57.4342 | 2024-12-01 | BH Colorado Electric Oper Co | Regulated Electric (122) | WPC Sub 30315 Reader | WPC Sub 30315 Reader | 135300 | Arrester - 69,001-146,000 Volts: 0211460000 | 9766593 | ARRESTERS-69,001-146,000 VOLT | 1975-07-01 | 1975-07-01 | WCDXFER
3 | 3576.82 | 2789.91 | 786.91 | 2024-12-01 | BH Colorado Electric Oper Co | Regulated Electric (122) | WPC Sub 30315 Reader | WPC Sub 30315 Reader | 135300 | Arrester - 69,001-146,000 Volts: 0211460000 | 9766594 | ARRESTERS-69,001-146,000 VOLT | 1985-07-01 | 1985-07-01 | WCDXFER
60 | 31625.91 | 9679.8941 | 21946.0159 | 2024-12-01 | BH Colorado Electric Oper Co | Regulated Electric (122) | WPC Sub 30315 Reader | WPC Sub 30315 Reader | 135300 | Batteries, Storage - Station: 0353000000 | 11004603 | BATTERIES | 2009-07-21 | 2009-07-01 | 10018509
0 | 0 | 0 | 0 | 2024-12-01 | BH Colorado Electric Oper Co | Regulated Electric (122) | WPC Sub 30315 Reader | WPC Sub 30315 Reader | 135300 | Batteries, Storage: 0350000000 | 9973917 | BATTERIES, STORAGE | 1994-07-01 | 1994-07-01 | CPR Conversion
1 | 5899 | 3552.8269 | 2346.1731 | 2024-12-01 | BH Colorado Electric Oper Co | Regulated Electric (122) | WPC Sub 30315 Reader | WPC Sub 30315 Reader | 135300 | Batteries, Storage: 0350000000 | 9766633 | BATTERIES, STORAGE | 1994-07-01 | 1994-07-01 | WCDXFER
1 | 2098.13 | 1263.6536 | 834.4764 | 2024-12-01 | BH Colorado Electric Oper Co | Regulated Electric (122) | WPC Sub 30315 Reader | WPC Sub 30315 Reader | 135300 | Battery Charger: 0300000000 | 9766640 | BATTERY CHARGER | 1994-07-01 | 1994-07-01 | WCDXFER
0 | 0 | 0 | 0 | 2024-12-01 | BH Colorado Electric Oper Co | Regulated Electric (122) | WPC Sub 30315 Reader | WPC Sub 30315 Reader | 135300 | Battery Charger: 0300000000 | 9973916 | BATTERY CHARGER | 1994-07-01 | 1994-07-01 | CPR Conversion
0 | 0 | 0 | 0 | 2024-12-01 | BH Colorado Electric Oper Co | Regulated Electric (122) | WPC Sub 30315 Reader | WPC Sub 30315 Reader | 135300 | Battery Charger: 0300000000 | 9773817 | BATTERY CHARGER | 1995-07-01 | 1995-07-01 | CPR Conversion
1 | 4545.04 | 2647.6198 | 1897.4202 | 2024-12-01 | BH Colorado Electric Oper Co | Regulated Electric (122) | WPC Sub 30315 Reader | WPC Sub 30315 Reader | 135300 | Battery Charger: 0300000000 | 9766588 | BATTERY CHARGER | 1995-07-01 | 1995-07-01 | WCDXFER
2 | 360419.88 | 103198.3178 | 257221.5622 | 2024-12-01 | BH Colorado Electric Oper Co | Regulated Electric (122) | WPC Sub 30315 Reader | WPC Sub 30315 Reader | 135300 | Breaker, 115 KV: 6212115115 | 11100822 | 115KV, 1200 A SF6 BREAKER | 2010-04-15 | 2011-01-01 | 10025337
3 | 663514.21 | 189982.7233 | 473531.4867 | 2024-12-01 | BH Colorado Electric Oper Co | Regulated Electric (122) | WPC Sub 30315 Reader | WPC Sub 30315 Reader | 135300 | Breaker, 115 KV: 6212115115 | 11197078 | BREAKER, 115KV 1200 A SF6 | 2010-04-15 | 2010-01-01 | 10026454
3 | 50845.02 | 12550.3061 | 38294.7139 | 2024-12-01 | BH Colorado Electric Oper Co | Regulated Electric (122) | WPC Sub 30315 Reader | WPC Sub 30315 Reader | 135300 | Breaker, 115 KV: 6212115115 | 12007231 | BREAKER:115KV 550 KV, 2000A VERT HORIZ | 2012-10-11 | 2012-01-01 | 10044488
3 | 408336.81 | 124981.6075 | 283355.2025 | 2024-12-01 | BH Colorado Electric Oper Co | Regulated Electric (122) | WPC Sub 30315 Reader | WPC Sub 30315 Reader | 135300 | Breaker, Gas - 115-161 Kv: 6212115000 | 11004594 | BREAKER-AREVA 115KV 3 PHASE GAS | 2009-07-21 | 2009-01-01 | 10018509
0 | 0 | 0 | 0 | 2024-12-01 | BH Colorado Electric Oper Co | Regulated Electric (122) | WPC Sub 30315 Reader | WPC Sub 30315 Reader | 135300 | BREAKER, OIL - 115-161 KV: 6213115000 | 11671892 | BREAKER, OIL - 115-161 KV | 2011-07-30 | 2012-01-01 | 10042747
0 | 0 | 0 | 0 | 2024-12-01 | BH Colorado Electric Oper Co | Regulated Electric (122) | WPC Sub 30315 Reader | WPC Sub 30315 Reader | 135300 | Breaker, Oil - 161 Kv: 6213161000 | 9697414 | OIL - 161 KV | 1975-07-01 | 1975-07-01 | CPR Conversion
1 | 55095.95 | 50590.4462 | 4505.5038 | 2024-12-01 | BH Colorado Electric Oper Co | Regulated Electric (122) | WPC Sub 30315 Reader | WPC Sub 30315 Reader | 135300 | Breaker, Oil - 161 Kv: 6213161000 | 9778089 | OIL - 161 KV | 1978-07-01 | 1978-07-01 | WCDXFER
0 | 0 | 0 | 0 | 2024-12-01 | BH Colorado Electric Oper Co | Regulated Electric (122) | WPC Sub 30315 Reader | WPC Sub 30315 Reader | 135300 | Breaker, Oil - 161 Kv: 6213161000 | 9973911 | PWR CIRC BREAK-OIL-161KV | 1981-07-01 | 1981-07-01 | CPR Conversion
0 | 0 | 0 | 0 | 2024-12-01 | BH Colorado Electric Oper Co | Regulated Electric (122) | WPC Sub 30315 Reader | WPC Sub 30315 Reader | 135300 | Breaker, Oil - 161 Kv: 6213161000 | 9778088 | OIL - 161 KV | 1975-07-01 | 1975-07-01 | WCDXFER
1 | 63309.98 | 55632.4363 | 7677.5437 | 2024-12-01 | BH Colorado Electric Oper Co | Regulated Electric (122) | WPC Sub 30315 Reader | WPC Sub 30315 Reader | 135300 | Breaker, Oil - 161 Kv: 6213161000 | 9778086 | PWR CIRC BREAK-OIL-161KV | 1980-07-01 | 1980-07-01 | WCDXFER
0 | 0 | 0 | 0 | 2024-12-01 | BH Colorado Electric Oper Co | Regulated Electric (122) | WPC Sub 30315 Reader | WPC Sub 30315 Reader | 135300 | Breaker, Oil - 161 Kv: 6213161000 | 9973912 | PWR CIRC BREAK-OIL-161KV | 1980-07-01 | 1980-07-01 | CPR Conversion
0 | 0 | 0 | 0 | 2024-12-01 | BH Colorado Electric Oper Co | Regulated Electric (122) | WPC Sub 30315 Reader | WPC Sub 30315 Reader | 135300 | Breaker, Oil - 161 Kv: 6213161000 | 9973913 | OIL - 161 KV | 1978-07-01 | 1978-07-01 | CPR Conversion
0 | 0 | 0 | 0 | 2024-12-01 | BH Colorado Electric Oper Co | Regulated Electric (122) | WPC Sub 30315 Reader | WPC Sub 30315 Reader | 135300 | Breaker, Oil - 161 Kv: 6213161000 | 9778087 | PWR CIRC BREAK-OIL-161KV | 1981-07-01 | 1981-07-01 | WCDXFER
0 | 0 | 0 | 0 | 2024-12-01 | BH Colorado Electric Oper Co | Regulated Electric (122) | WPC Sub 30315 Reader | WPC Sub 30315 Reader | 135300 | Breaker, Oil - 69 Kv: 6213069000 | 9778063 | OIL - 69 KV | 1975-07-01 | 1975-07-01 | WCDXFER
0 | 0 | 0 | 0 | 2024-12-01 | BH Colorado Electric Oper Co | Regulated Electric (122) | WPC Sub 30315 Reader | WPC Sub 30315 Reader | 135300 | Breaker, Oil - 69 Kv: 6213069000 | 9706621 | PWR CIRC BREAK-OIL, 69KV | 1974-07-01 | 1974-07-01 | CPR Conversion
1 | 16657.33 | 16610.8804 | 46.4496 | 2024-12-01 | BH Colorado Electric Oper Co | Regulated Electric (122) | WPC Sub 30315 Reader | WPC Sub 30315 Reader | 135300 | Breaker, Oil - 69 Kv: 6213069000 | 9778062 | PWR CIRC BREAK-OIL, 69KV | 1974-07-01 | 1974-07-01 | WCDXFER
0 | 0 | 0 | 0 | 2024-12-01 | BH Colorado Electric Oper Co | Regulated Electric (122) | WPC Sub 30315 Reader | WPC Sub 30315 Reader | 135300 | Breaker, Oil - 69 Kv: 6213069000 | 9973910 | OIL - 69 KV | 1975-07-01 | 1975-07-01 | CPR Conversion
1 | 232215.5 | 57318.8015 | 174896.6985 | 2024-12-01 | BH Colorado Electric Oper Co | Regulated Electric (122) | WPC Sub 30315 Reader | WPC Sub 30315 Reader | 135300 | Breaker, Other: 6212115999 | 12007236 | BREAKER: 115KV, 550KV BIL, 40 KA, 2000 A | 2012-10-11 | 2012-01-01 | 10044488
1 | 160433.27 | 26928.3185 | 133504.9515 | 2024-12-01 | BH Colorado Electric Oper Co | Regulated Electric (122) | WPC Sub 30315 Reader | WPC Sub 30315 Reader | 135300 | Building - Station Control: 0630000026 | 14807309 | Transmission Sub Station Storage | 2016-03-11 | 2016-04-01 | 10049166
1364 | 58438.97 | 17886.6961 | 40552.2739 | 2024-12-01 | BH Colorado Electric Oper Co | Regulated Electric (122) | WPC Sub 30315 Reader | WPC Sub 30315 Reader | 135300 | Bus and Station Conductor: 0770000000 | 11004571 | BUS-ALUMINUM | 2009-07-21 | 2009-01-01 | 10018509
1520 | 22486.8 | 5550.5185 | 16936.2815 | 2024-12-01 | BH Colorado Electric Oper Co | Regulated Electric (122) | WPC Sub 30315 Reader | WPC Sub 30315 Reader | 135300 | Bus and Station Conductor: 0770000000 | 12007218 | ACSR: 795 KCMIL DRAKE | 2012-10-11 | 2012-01-01 | 10044488
1 | 99184.78 | 28399.3837 | 70785.3963 | 2024-12-01 | BH Colorado Electric Oper Co | Regulated Electric (122) | WPC Sub 30315 Reader | WPC Sub 30315 Reader | 135300 | Bus and Station Conductor: 0770000000 | 11100814 | BUS AND STATION CONDUCTOR | 2010-04-15 | 2011-01-01 | 10025337
1 | 20315.8 | 5816.9832 | 14498.8168 | 2024-12-01 | BH Colorado Electric Oper Co | Regulated Electric (122) | WPC Sub 30315 Reader | WPC Sub 30315 Reader | 135300 | Bus Bar: 0771000000 | 11197069 | BUS BAR | 2010-04-15 | 2010-01-01 | 10026454
2000 | 23248.28 | 7115.7127 | 16132.5673 | 2024-12-01 | BH Colorado Electric Oper Co | Regulated Electric (122) | WPC Sub 30315 Reader | WPC Sub 30315 Reader | 135300 | CABLE, 1272MCM ACSR B: | 11004600 | CABLE, 1272MCM ACSR B | 2009-07-21 | 2009-01-01 | 10018509
0 | 0 | 0 | 0 | 2024-12-01 | BH Colorado Electric Oper Co | Regulated Electric (122) | WPC Sub 30315 Reader | WPC Sub 30315 Reader | 135300 | Combo-Elec-45-69kv- 1200-1999amps: 7984106919 | 9973965 | COMBO-ELEC-45-69KV- 1200-1999AMPS | 1975-07-01 | 1975-07-01 | CPR Conversion
14 | 30935.46 | 30238.3195 | 697.1405 | 2024-12-01 | BH Colorado Electric Oper Co | Regulated Electric (122) | WPC Sub 30315 Reader | WPC Sub 30315 Reader | 135300 | Combo-Elec-45-69kv- 1200-1999amps: 7984106919 | 9785435 | COMBO-ELEC-45-69KV- 1200-1999AMPS | 1975-07-01 | 1975-07-01 | WCDXFER
0 | 0 | 0 | 0 | 2024-12-01 | BH Colorado Electric Oper Co | Regulated Electric (122) | WPC Sub 30315 Reader | WPC Sub 30315 Reader | 135300 | Combo-Elec-69-170kv- 1200-1999amps: 7984117019 | 9973964 | COMBO-ELEC-69-170KV- 1200-1999AMPS | 1975-07-01 | 1975-07-01 | CPR Conversion
0 | 0 | 0 | 0 | 2024-12-01 | BH Colorado Electric Oper Co | Regulated Electric (122) | WPC Sub 30315 Reader | WPC Sub 30315 Reader | 135300 | Combo-Elec-69-170kv- 1200-1999amps: 7984117019 | 9785462 | SWITCH,COMBO,ELEC,69001-170K, | 1978-07-01 | 1978-07-01 | WCDXFER
0 | 0 | 0 | 0 | 2024-12-01 | BH Colorado Electric Oper Co | Regulated Electric (122) | WPC Sub 30315 Reader | WPC Sub 30315 Reader | 135300 | Combo-Elec-69-170kv- 1200-1999amps: 7984117019 | 9973962 | SWITCH,COMBO,ELEC,69001-170K, | 1980-07-01 | 1980-07-01 | CPR Conversion
1 | 9524.31 | 8369.3056 | 1155.0044 | 2024-12-01 | BH Colorado Electric Oper Co | Regulated Electric (122) | WPC Sub 30315 Reader | WPC Sub 30315 Reader | 135300 | Combo-Elec-69-170kv- 1200-1999amps: 7984117019 | 9785463 | SWITCH,COMBO,ELEC,69001-170K, | 1980-07-01 | 1980-07-01 | WCDXFER
11 | 34112.9 | 33344.1549 | 768.7451 | 2024-12-01 | BH Colorado Electric Oper Co | Regulated Electric (122) | WPC Sub 30315 Reader | WPC Sub 30315 Reader | 135300 | Combo-Elec-69-170kv- 1200-1999amps: 7984117019 | 9785464 | COMBO-ELEC-69-170KV- 1200-1999AMPS | 1975-07-01 | 1975-07-01 | WCDXFER
0 | 0 | 0 | 0 | 2024-12-01 | BH Colorado Electric Oper Co | Regulated Electric (122) | WPC Sub 30315 Reader | WPC Sub 30315 Reader | 135300 | Combo-Elec-69-170kv- 1200-1999amps: 7984117019 | 9973963 | SWITCH,COMBO,ELEC,69001-170K, | 1978-07-01 | 1978-07-01 | CPR Conversion
1 | 27329.7 | 6745.9134 | 20583.7866 | 2024-12-01 | BH Colorado Electric Oper Co | Regulated Electric (122) | WPC Sub 30315 Reader | WPC Sub 30315 Reader | 135300 | Communications - JMUX Equip: | 11907845 | WPC 30315 COMMUNICATIONS: JMUX | 2012-10-11 | 2012-01-01 | 10044917
2 | 13886.77 | 2330.8592 | 11555.9108 | 2024-12-01 | BH Colorado Electric Oper Co | Regulated Electric (122) | WPC Sub 30315 Reader | WPC Sub 30315 Reader | 135300 | Communications - JMUX Equip: | 20845940 | Communications - JMUX Equip | 2016-11-07 | 2016-01-01 | 10053818
2 | 80231.62 | 22972.5625 | 57259.0575 | 2024-12-01 | BH Colorado Electric Oper Co | Regulated Electric (122) | WPC Sub 30315 Reader | WPC Sub 30315 Reader | 135300 | Cond. Control Cable, Other: 0772000000 | 11197058 | CONTROL CABLE | 2010-04-15 | 2010-01-01 | 10026454
2500 | 7240.15 | 2216.0275 | 5024.1225 | 2024-12-01 | BH Colorado Electric Oper Co | Regulated Electric (122) | WPC Sub 30315 Reader | WPC Sub 30315 Reader | 135300 | Cond. Control Cable, Other: 0772000000 | 11004576 | WIRE # 14 STR SIS | 2009-07-21 | 2009-01-01 | 10018509
3100 | 5917.25 | 1226.8885 | 4690.3615 | 2024-12-01 | BH Colorado Electric Oper Co | Regulated Electric (122) | WPC Sub 30315 Reader | WPC Sub 30315 Reader | 135300 | Cond. Control Cable, Other: 0772000000 | 12672391 | Cond. Control Cable, Other | 2014-02-28 | 2014-01-01 | 10047625
1 | 99033.65 | 96801.895 | 2231.755 | 2024-12-01 | BH Colorado Electric Oper Co | Regulated Electric (122) | WPC Sub 30315 Reader | WPC Sub 30315 Reader | 135300 | Cond. Pwr Cable, Al, 251MCM-795MCM: 0773000795 | 9768386 | COND. PWR CABLE, AL, 251MCM-795MCM | 1975-07-01 | 1975-07-01 | WCDXFER
0 | 0 | 0 | 0 | 2024-12-01 | BH Colorado Electric Oper Co | Regulated Electric (122) | WPC Sub 30315 Reader | WPC Sub 30315 Reader | 135300 | Cond. Pwr Cable, Al, 251MCM-795MCM: 0773000795 | 9973894 | COND. PWR CABLE, AL, 251MCM-795MCM | 1975-07-01 | 1975-07-01 | CPR Conversion
0 | 0 | 0 | 0 | 2024-12-01 | BH Colorado Electric Oper Co | Regulated Electric (122) | WPC Sub 30315 Reader | WPC Sub 30315 Reader | 135300 | Cond. Pwr Cable, Al, 796MCM-2000MCM: 0773200000 | 9973891 | COND. PWR CABLE, AL, 796MCM-2000MCM | 1980-07-01 | 1980-07-01 | CPR Conversion
0 | 0 | 0 | 0 | 2024-12-01 | BH Colorado Electric Oper Co | Regulated Electric (122) | WPC Sub 30315 Reader | WPC Sub 30315 Reader | 135300 | Cond. Pwr Cable, Al, 796MCM-2000MCM: 0773200000 | 9707734 | COND. PWR CABLE, AL, 796MCM-2000MCM | 1980-07-01 | 1980-07-01 | WCDXFER
330 | 1478.61 | 1357.6958 | 120.9142 | 2024-12-01 | BH Colorado Electric Oper Co | Regulated Electric (122) | WPC Sub 30315 Reader | WPC Sub 30315 Reader | 135300 | Conduit, Not Encsd Pvc 3"-4": 1822104000 | 9769129 | CONDUIT-NOT ENCD, PVC-3"-4" | 1978-07-01 | 1978-07-01 | WCDXFER
0 | 0 | 0 | 0 | 2024-12-01 | BH Colorado Electric Oper Co | Regulated Electric (122) | WPC Sub 30315 Reader | WPC Sub 30315 Reader | 135300 | Conduit, Not Encsd Pvc 3"-4": 1822104000 | 9973909 | CONDUIT-NOT ENCD, PVC-3"-4" | 1978-07-01 | 1978-07-01 | CPR Conversion
0 | 0 | 0 | 0 | 2024-12-01 | BH Colorado Electric Oper Co | Regulated Electric (122) | WPC Sub 30315 Reader | WPC Sub 30315 Reader | 135300 | Coupling Capacitor- 69kv: 1125069000 | 9693306 | CARR CURR EQ-COUPLING CAPACITOR 69KV | 1975-07-01 | 1975-07-01 | CPR Conversion
1 | 4253.79 | 4157.9295 | 95.8605 | 2024-12-01 | BH Colorado Electric Oper Co | Regulated Electric (122) | WPC Sub 30315 Reader | WPC Sub 30315 Reader | 135300 | Coupling Capacitor- 69kv: 1125069000 | 9768376 | CARR CURR EQ-COUPLING CAPACITOR 69KV | 1975-07-01 | 1975-07-01 | WCDXFER
1 | 4047.47 | 3556.637 | 490.833 | 2024-12-01 | BH Colorado Electric Oper Co | Regulated Electric (122) | WPC Sub 30315 Reader | WPC Sub 30315 Reader | 135300 | Coupling Capacitor: 1125000000 | 9768374 | CARR CURR EQ-COUPLING CAPACITOR 161KV | 1980-07-01 | 1980-07-01 | WCDXFER
0 | 0 | 0 | 0 | 2024-12-01 | BH Colorado Electric Oper Co | Regulated Electric (122) | WPC Sub 30315 Reader | WPC Sub 30315 Reader | 135300 | Coupling Capacitor: 1125000000 | 9973914 | CARR CURR EQ-COUPLING CAPACITOR 161KV | 1980-07-01 | 1980-07-01 | CPR Conversion
0 | 0 | 0 | 0 | 2024-12-01 | BH Colorado Electric Oper Co | Regulated Electric (122) | WPC Sub 30315 Reader | WPC Sub 30315 Reader | 135300 | Estimated Additions: 0010000000 | 10338060 | Upgr Breaker 4,5,6-Reader Sub | 2010-04-15 | 2010-05-01 | 10026454
0 | 0 | 0 | 0 | 2024-12-01 | BH Colorado Electric Oper Co | Regulated Electric (122) | WPC Sub 30315 Reader | WPC Sub 30315 Reader | 135300 | Estimated Additions: 0010000000 | 28413195 | Replace existing door and/or locking mechanisms for Reader Substation to allow for compliance with NERC CIP Low Impact Standards. | 2019-12-16 | 2019-12-01 | 10068554
0 | 0 | 0 | 0 | 2024-12-01 | BH Colorado Electric Oper Co | Regulated Electric (122) | WPC Sub 30315 Reader | WPC Sub 30315 Reader | 135300 | Estimated Additions: 0010000000 | 10764087 | Reader Sub-MEM Line Terminal | 2010-04-15 | 2011-03-01 | 10025337
0 | 0 | 0 | 0 | 2024-12-01 | BH Colorado Electric Oper Co | Regulated Electric (122) | WPC Sub 30315 Reader | WPC Sub 30315 Reader | 135300 | Estimated Additions: 0010000000 | 28830358 | Replace existing door and/or locking mechanisms for Reader Substation to allow for compliance with NERC CIP Low Impact Standards. | 2019-12-16 | 2020-01-01 | 10068554
0 | 0 | 0 | 0 | 2024-12-01 | BH Colorado Electric Oper Co | Regulated Electric (122) | WPC Sub 30315 Reader | WPC Sub 30315 Reader | 135300 | Estimated Additions: 0010000000 | 10655390 | Reader Sub-MEM Line Terminal | 2010-04-15 | 2011-02-01 | 10025337
0 | 0 | 0 | 0 | 2024-12-01 | BH Colorado Electric Oper Co | Regulated Electric (122) | WPC Sub 30315 Reader | WPC Sub 30315 Reader | 135300 | Estimated Additions: 0010000000 | 28226011 | Reader to Pueblo 115kV line secondary relay replacement. | 2019-10-14 | 2019-11-01 | 10068501
0 | 0 | 0 | 0 | 2024-12-01 | BH Colorado Electric Oper Co | Regulated Electric (122) | WPC Sub 30315 Reader | WPC Sub 30315 Reader | 135300 | Estimated Additions: 0010000000 | 11739157 | READER SUB-ADD BREAKER 115-7 | 2012-10-11 | 2012-12-01 | 10044488
0 | 0 | 0 | 0 | 2024-12-01 | BH Colorado Electric Oper Co | Regulated Electric (122) | WPC Sub 30315 Reader | WPC Sub 30315 Reader | 135300 | Estimated Additions: 0010000000 | 12360622 | READER TRANSFORMER UPGRADE-REPLACE 2 115KV/69KV AUTO TRANSFORMERS AT READER SUBSTATION | 2014-02-28 | 2014-03-01 | 10047625
0 | 0 | 0 | 0 | 2024-12-01 | BH Colorado Electric Oper Co | Regulated Electric (122) | WPC Sub 30315 Reader | WPC Sub 30315 Reader | 135300 | Estimated Additions: 0010000000 | 11314017 | REPLACE EXISTING STATIC ON THE READER TO AIRPORT MEMORIAL TRANSMISSION LINE WITH OPGW. 08-04-2011 GC | 2012-02-29 | 2012-03-01 | 10042609
0 | 0 | 0 | 0 | 2024-12-01 | BH Colorado Electric Oper Co | Regulated Electric (122) | WPC Sub 30315 Reader | WPC Sub 30315 Reader | 135300 | Estimated Additions: 0010000000 | 9876607 | READER SUB-PUEBLO 115KV LINE T | 1997-05-01 | 1999-03-01 | 23557083
0 | 0 | 0 | 0 | 2024-12-01 | BH Colorado Electric Oper Co | Regulated Electric (122) | WPC Sub 30315 Reader | WPC Sub 30315 Reader | 135300 | Estimated Additions: 0010000000 | 9701634 | Breaker Bus Upgr 2000 AMP | 2009-07-21 | 2009-07-01 | 10018509
0 | 0 | 0 | 0 | 2024-12-01 | BH Colorado Electric Oper Co | Regulated Electric (122) | WPC Sub 30315 Reader | WPC Sub 30315 Reader | 135300 | Estimated Additions: 0010000000 | 11848639 | BUILD 36 MILES OF TRANSMISSION (RATTLESNAKE) SOUTHERN CONNECTOR TRANSMISSION LINE 05-02-2012 GC | 2012-10-11 | 2013-04-01 | 10044917
0 | 0 | 0 | 0 | 2024-12-01 | BH Colorado Electric Oper Co | Regulated Electric (122) | WPC Sub 30315 Reader | WPC Sub 30315 Reader | 135300 | Estimated Additions: 0010000000 | 12422963 | READER TRANSFORMER UPGRADE-REPLACE 2 115KV/69KV AUTO TRANSFORMERS AT READER SUBSTATION | 2014-02-28 | 2014-04-01 | 10047625
3 | 52046.37 | 513.8731 | 51532.4969 | 2024-12-01 | BH Colorado Electric Oper Co | Regulated Electric (122) | WPC Sub 30315 Reader | WPC Sub 30315 Reader | 135300 | Estimated Additions: 0010000000 | 40160650 | Replacement of the Battery system at the Reader Transmission Substation | 2024-12-05 | 2024-12-01 | 10085367
5 | 135184.28 | 1334.7244 | 133849.5556 | 2024-12-01 | BH Colorado Electric Oper Co | Regulated Electric (122) | WPC Sub 30315 Reader | WPC Sub 30315 Reader | 135300 | Estimated Additions: 0010000000 | 39959874 | Replacement of the Reader substation RTU with a new SEL RTAC, ethernet switch, serial port server and SEL AXION. | 2024-11-15 | 2024-11-01 | 10085605
0 | 0 | 0 | 0 | 2024-12-01 | BH Colorado Electric Oper Co | Regulated Electric (122) | WPC Sub 30315 Reader | WPC Sub 30315 Reader | 135300 | Estimated Additions: 0010000000 | 35682812 | Install DME equipment at the Reader substation for PRC-002 compliance. | 2022-07-06 | 2022-07-01 | 10077632
0 | 0 | 0 | 0 | 2024-12-01 | BH Colorado Electric Oper Co | Regulated Electric (122) | WPC Sub 30315 Reader | WPC Sub 30315 Reader | 135300 | Estimated Additions: 0010000000 | 14696709 | TRANSMISSION SUBSTATION STORAGE FACILITY | 2016-03-11 | 2016-04-01 | 10049166
0 | 0 | 0 | 0 | 2024-12-01 | BH Colorado Electric Oper Co | Regulated Electric (122) | WPC Sub 30315 Reader | WPC Sub 30315 Reader | 135300 | Estimated Additions: 0010000000 | 11694824 | BUILD 36 MILES OF TRANSMISSION (RATTLESNAKE) SOUTHERN CONNECTOR TRANSMISSION LINE 05-02-2012 GC | 2012-10-11 | 2012-11-01 | 10044917
0 | 0 | 0 | 0 | 2024-12-01 | BH Colorado Electric Oper Co | Regulated Electric (122) | WPC Sub 30315 Reader | WPC Sub 30315 Reader | 135300 | Estimated Additions: 0010000000 | 10868472 | UPGRADE READER COMMANCE RELAYI | 2011-04-12 | 2011-05-01 | 10028126
0 | 0 | 0 | 0 | 2024-12-01 | BH Colorado Electric Oper Co | Regulated Electric (122) | WPC Sub 30315 Reader | WPC Sub 30315 Reader | 135300 | Estimated Additions: 0010000000 | 11911741 | READER SUB-ADD BREAKER 115-7 | 2012-10-11 | 2013-06-01 | 10044488
0 | 0 | 0 | 0 | 2024-12-01 | BH Colorado Electric Oper Co | Regulated Electric (122) | WPC Sub 30315 Reader | WPC Sub 30315 Reader | 135300 | Estimated Additions: 0010000000 | 29646551 | Replace existing door and/or locking mechanisms for Reader Substation to allow for compliance with NERC CIP Low Impact Standards. | 2019-12-16 | 2020-07-01 | 10068554
0 | 0 | 0 | 0 | 2024-12-01 | BH Colorado Electric Oper Co | Regulated Electric (122) | WPC Sub 30315 Reader | WPC Sub 30315 Reader | 135300 | Estimated Additions: 0010000000 | 11158876 | Upgr Breaker 4,5,6-Reader Sub | 2010-04-15 | 2011-11-01 | 10026454
0 | 0 | 0 | 0 | 2024-12-01 | BH Colorado Electric Oper Co | Regulated Electric (122) | WPC Sub 30315 Reader | WPC Sub 30315 Reader | 135300 | Fence: 3220000000 | 9724109 | FENCES, CHAIN LINK | 1993-07-01 | 1993-07-01 | CPR Conversion
0 | 0 | 0 | 0 | 2024-12-01 | BH Colorado Electric Oper Co | Regulated Electric (122) | WPC Sub 30315 Reader | WPC Sub 30315 Reader | 135300 | Fence: 3220000000 | 9973903 | FENCE | 1975-07-01 | 1975-07-01 | CPR Conversion
1 | 217.27 | 135.1469 | 82.1231 | 2024-12-01 | BH Colorado Electric Oper Co | Regulated Electric (122) | WPC Sub 30315 Reader | WPC Sub 30315 Reader | 135300 | Fence: 3220000000 | 9769361 | FENCES, CHAIN LINK | 1993-07-01 | 1993-07-01 | WCDXFER
1360 | 10215.29 | 9985.0852 | 230.2048 | 2024-12-01 | BH Colorado Electric Oper Co | Regulated Electric (122) | WPC Sub 30315 Reader | WPC Sub 30315 Reader | 135300 | Fence: 3220000000 | 9769362 | FENCE | 1975-07-01 | 1975-07-01 | WCDXFER
63475 | 114264.13 | 28204.3317 | 86059.7983 | 2024-12-01 | BH Colorado Electric Oper Co | Regulated Electric (122) | WPC Sub 30315 Reader | WPC Sub 30315 Reader | 135300 | FIBER OPTIC GROUND WIRE: 1683000000 | 11474951 | FIBER OPTIC STATIC WIRE | 2012-02-29 | 2012-01-01 | 10042609
1 | 21326.27 | 5264.0596 | 16062.2104 | 2024-12-01 | BH Colorado Electric Oper Co | Regulated Electric (122) | WPC Sub 30315 Reader | WPC Sub 30315 Reader | 135300 | FIBER OPTIC PATCH PANEL: 8191015300 | 11845619 | FIBER OPTIC PATCH PANEL | 2012-10-11 | 2013-01-01 | 10044362
2 | 772115.74 | 236325.1707 | 535790.5693 | 2024-12-01 | BH Colorado Electric Oper Co | Regulated Electric (122) | WPC Sub 30315 Reader | WPC Sub 30315 Reader | 135300 | Foundation, Other: 3369000000 | 11004606 | FOUNDATIONS | 2009-07-21 | 2009-07-01 | 10018509
1 | 647132.1 | 185292.0658 | 461840.0342 | 2024-12-01 | BH Colorado Electric Oper Co | Regulated Electric (122) | WPC Sub 30315 Reader | WPC Sub 30315 Reader | 135300 | Foundation, Other: 3369000000 | 11100826 | FOUNDATION AND GROUNDING | 2010-04-15 | 2011-02-01 | 10025337
1 | 77662.89 | 22237.0631 | 55425.8269 | 2024-12-01 | BH Colorado Electric Oper Co | Regulated Electric (122) | WPC Sub 30315 Reader | WPC Sub 30315 Reader | 135300 | Foundation, Other: 3369000000 | 11197081 | FOUNDATION | 2010-04-15 | 2010-05-01 | 10026454
0 | 0 | 0 | 0 | 2024-12-01 | BH Colorado Electric Oper Co | Regulated Electric (122) | WPC Sub 30315 Reader | WPC Sub 30315 Reader | 135300 | Foundation: 6210000000 | 9973901 | PWR CIRC BREAKERS-FOUNDATION | 1980-07-01 | 1980-07-01 | CPR Conversion
7 | 40626.05 | 39710.529 | 915.521 | 2024-12-01 | BH Colorado Electric Oper Co | Regulated Electric (122) | WPC Sub 30315 Reader | WPC Sub 30315 Reader | 135300 | Foundation: 6210000000 | 9778041 | FOUNDATION | 1975-07-01 | 1975-07-01 | WCDXFER
1 | 5720.98 | 5027.202 | 693.778 | 2024-12-01 | BH Colorado Electric Oper Co | Regulated Electric (122) | WPC Sub 30315 Reader | WPC Sub 30315 Reader | 135300 | Foundation: 6210000000 | 9778040 | PWR CIRC BREAKERS-FOUNDATION | 1980-07-01 | 1980-07-01 | WCDXFER
1 | 4734.73 | 4347.5447 | 387.1853 | 2024-12-01 | BH Colorado Electric Oper Co | Regulated Electric (122) | WPC Sub 30315 Reader | WPC Sub 30315 Reader | 135300 | Foundation: 6210000000 | 9778039 | PWR CIRC BREAKERS-FOUNDATION | 1978-07-01 | 1978-07-01 | WCDXFER
0 | 0 | 0 | 0 | 2024-12-01 | BH Colorado Electric Oper Co | Regulated Electric (122) | WPC Sub 30315 Reader | WPC Sub 30315 Reader | 135300 | Foundation: 6210000000 | 9709874 | FOUNDATION | 1975-07-01 | 1975-07-01 | CPR Conversion
2 | 10174.18 | 2109.5246 | 8064.6554 | 2024-12-01 | BH Colorado Electric Oper Co | Regulated Electric (122) | WPC Sub 30315 Reader | WPC Sub 30315 Reader | 135300 | Foundation: 6210000000 | 12672398 | POWER TRANSFORMER FOUNDATIONS | 2014-02-28 | 2014-01-01 | 10047625
0 | 0 | 0 | 0 | 2024-12-01 | BH Colorado Electric Oper Co | Regulated Electric (122) | WPC Sub 30315 Reader | WPC Sub 30315 Reader | 135300 | Foundation: 6210000000 | 9973902 | PWR CIRC BREAKERS-FOUNDATION | 1978-07-01 | 1978-07-01 | CPR Conversion
0 | 0 | 0 | 0 | 2024-12-01 | BH Colorado Electric Oper Co | Regulated Electric (122) | WPC Sub 30315 Reader | WPC Sub 30315 Reader | 135300 | Grounding Systems, Station: 3920000000 | 9973897 | GROUNDING SYSTEMS, STATION | 1975-07-01 | 1975-07-01 | CPR Conversion
1 | 1485.41 | 454.6466 | 1030.7634 | 2024-12-01 | BH Colorado Electric Oper Co | Regulated Electric (122) | WPC Sub 30315 Reader | WPC Sub 30315 Reader | 135300 | Grounding Systems, Station: 3920000000 | 11004579 | Grounding Systems, Station | 2009-07-21 | 2009-01-01 | 10018509
1 | 24786.52 | 24227.9478 | 558.5722 | 2024-12-01 | BH Colorado Electric Oper Co | Regulated Electric (122) | WPC Sub 30315 Reader | WPC Sub 30315 Reader | 135300 | Grounding Systems, Station: 3920000000 | 9769353 | GROUNDING SYSTEMS, STATION | 1975-07-01 | 1975-07-01 | WCDXFER
0 | 0 | 0 | 0 | 2024-12-01 | BH Colorado Electric Oper Co | Regulated Electric (122) | WPC Sub 30315 Reader | WPC Sub 30315 Reader | 135300 | Grounding Systems, Station: 3920000000 | 9973896 | STATION GROUNDING SYSTEMS | 1978-07-01 | 1978-07-01 | CPR Conversion
0 | 0 | 0 | 0 | 2024-12-01 | BH Colorado Electric Oper Co | Regulated Electric (122) | WPC Sub 30315 Reader | WPC Sub 30315 Reader | 135300 | Grounding Systems, Station: 3920000000 | 9769352 | STATION GROUNDING SYSTEMS | 1978-07-01 | 1978-07-01 | WCDXFER
1 | 55406.82 | 15864.5262 | 39542.2938 | 2024-12-01 | BH Colorado Electric Oper Co | Regulated Electric (122) | WPC Sub 30315 Reader | WPC Sub 30315 Reader | 135300 | Grounding Systems, Station: 3920000000 | 11197063 | Grounding Systems, Station | 2010-04-15 | 2010-01-01 | 10026454
0 | 0 | 0 | 0 | 2024-12-01 | BH Colorado Electric Oper Co | Regulated Electric (122) | WPC Sub 30315 Reader | WPC Sub 30315 Reader | 135300 | Insulators-Post-69kv: 4272069000 | 9973892 | INSULATORS-POST-69KV | 1980-07-01 | 1980-07-01 | CPR Conversion
1 | 17622.3 | 16181.226 | 1441.074 | 2024-12-01 | BH Colorado Electric Oper Co | Regulated Electric (122) | WPC Sub 30315 Reader | WPC Sub 30315 Reader | 135300 | Insulators-Post-69kv: 4272069000 | 9769349 | INSULATORS-POST-69KV | 1978-07-01 | 1978-07-01 | WCDXFER
0 | 0 | 0 | 0 | 2024-12-01 | BH Colorado Electric Oper Co | Regulated Electric (122) | WPC Sub 30315 Reader | WPC Sub 30315 Reader | 135300 | Insulators-Post-69kv: 4272069000 | 9973893 | INSULATORS-POST-69KV | 1978-07-01 | 1978-07-01 | CPR Conversion
1 | 23153.98 | 20346.1179 | 2807.8621 | 2024-12-01 | BH Colorado Electric Oper Co | Regulated Electric (122) | WPC Sub 30315 Reader | WPC Sub 30315 Reader | 135300 | Insulators-Post-69kv: 4272069000 | 9769350 | INSULATORS-POST-69KV | 1980-07-01 | 1980-07-01 | WCDXFER
0 | 0 | 0 | 0 | 2024-12-01 | BH Colorado Electric Oper Co | Regulated Electric (122) | WPC Sub 30315 Reader | WPC Sub 30315 Reader | 135300 | Line Tuner: 1129000000 | 9877252 | CARR CURR EQ-LINE TUNER | 1997-05-01 | 1999-01-01 | 23557083
1 | 4593.81 | 2494.6039 | 2099.2061 | 2024-12-01 | BH Colorado Electric Oper Co | Regulated Electric (122) | WPC Sub 30315 Reader | WPC Sub 30315 Reader | 135300 | Line Tuner: 1129000000 | 9766531 | CARR CURR EQ-LINE TUNER | 1997-05-01 | 1999-01-01 | 23557083
3 | 20111.47 | 5758.4778 | 14352.9922 | 2024-12-01 | BH Colorado Electric Oper Co | Regulated Electric (122) | WPC Sub 30315 Reader | WPC Sub 30315 Reader | 135300 | Line Tuner: 1129000000 | 11100817 | LINE TRAP | 2010-04-15 | 2011-01-01 | 10025337
1 | 5036.03 | 4425.3152 | 610.7148 | 2024-12-01 | BH Colorado Electric Oper Co | Regulated Electric (122) | WPC Sub 30315 Reader | WPC Sub 30315 Reader | 135300 | Low Prof- Switch Stand - Low: 7841070000 | 9781400 | STRUC/OUTDR-LOW-SWITCH STAND L | 1980-07-01 | 1980-07-01 | WCDXFER
0 | 0 | 0 | 0 | 2024-12-01 | BH Colorado Electric Oper Co | Regulated Electric (122) | WPC Sub 30315 Reader | WPC Sub 30315 Reader | 135300 | Low Prof- Switch Stand - Low: 7841070000 | 9973883 | LOW PROF- SWITCH STAND - LOW | 1975-07-01 | 1975-07-01 | CPR Conversion
12 | 16183.5 | 15818.7996 | 364.7004 | 2024-12-01 | BH Colorado Electric Oper Co | Regulated Electric (122) | WPC Sub 30315 Reader | WPC Sub 30315 Reader | 135300 | Low Prof- Switch Stand - Low: 7841070000 | 9781401 | LOW PROF- SWITCH STAND - LOW | 1975-07-01 | 1975-07-01 | WCDXFER
0 | 0 | 0 | 0 | 2024-12-01 | BH Colorado Electric Oper Co | Regulated Electric (122) | WPC Sub 30315 Reader | WPC Sub 30315 Reader | 135300 | Low Prof- Switch Stand - Low: 7841070000 | 9973888 | LOW PROF- SWITCH STAND - LOW | 1978-07-01 | 1978-07-01 | CPR Conversion
0 | 0 | 0 | 0 | 2024-12-01 | BH Colorado Electric Oper Co | Regulated Electric (122) | WPC Sub 30315 Reader | WPC Sub 30315 Reader | 135300 | Low Prof- Switch Stand - Low: 7841070000 | 9973887 | STRUC/OUTDR-LOW-SWITCH STAND L | 1980-07-01 | 1980-07-01 | CPR Conversion
1 | 2336.94 | 2145.8354 | 191.1046 | 2024-12-01 | BH Colorado Electric Oper Co | Regulated Electric (122) | WPC Sub 30315 Reader | WPC Sub 30315 Reader | 135300 | Low Prof- Switch Stand - Low: 7841070000 | 9694838 | LOW PROF- SWITCH STAND - LOW | 1978-07-01 | 1978-07-01 | WCDXFER
0 | 0 | 0 | 0 | 2024-12-01 | BH Colorado Electric Oper Co | Regulated Electric (122) | WPC Sub 30315 Reader | WPC Sub 30315 Reader | 135300 | Low Prof-Curr/Pot Trans/Reac Stand: 7841020000 | 9724115 | LOW PROF-CURR/POT TRANS/REAC STAND | 1978-07-01 | 1978-07-01 | CPR Conversion
1 | 667.56 | 612.9699 | 54.5901 | 2024-12-01 | BH Colorado Electric Oper Co | Regulated Electric (122) | WPC Sub 30315 Reader | WPC Sub 30315 Reader | 135300 | Low Prof-Curr/Pot Trans/Reac Stand: 7841020000 | 9781411 | LOW PROF-CURR/POT TRANS/REAC STAND | 1978-07-01 | 1978-07-01 | WCDXFER
0 | 0 | 0 | 0 | 2024-12-01 | BH Colorado Electric Oper Co | Regulated Electric (122) | WPC Sub 30315 Reader | WPC Sub 30315 Reader | 135300 | Low Prof-Curr/Pot Trans/Reac Stand: 7841020000 | 9973968 | STRUC/OUTDR-LOW-CURR/POT TRANS | 1980-07-01 | 1980-07-01 | CPR Conversion
3 | 5249.51 | 4612.9067 | 636.6033 | 2024-12-01 | BH Colorado Electric Oper Co | Regulated Electric (122) | WPC Sub 30315 Reader | WPC Sub 30315 Reader | 135300 | Low Prof-Curr/Pot Trans/Reac Stand: 7841020000 | 9781409 | STRUC/OUTDR-LOW-CURR/POT TRANS | 1980-07-01 | 1980-07-01 | WCDXFER
0 | 0 | 0 | 0 | 2024-12-01 | BH Colorado Electric Oper Co | Regulated Electric (122) | WPC Sub 30315 Reader | WPC Sub 30315 Reader | 135300 | Low Prof-Curr/Pot Trans/Reac Stand: 7841020000 | 9973884 | LOW PROF-CURR/POT TRANS/REAC STAND | 1975-07-01 | 1975-07-01 | CPR Conversion
19 | 14426.97 | 14101.8536 | 325.1164 | 2024-12-01 | BH Colorado Electric Oper Co | Regulated Electric (122) | WPC Sub 30315 Reader | WPC Sub 30315 Reader | 135300 | Low Prof-Curr/Pot Trans/Reac Stand: 7841020000 | 9781410 | LOW PROF-CURR/POT TRANS/REAC STAND | 1975-07-01 | 1975-07-01 | WCDXFER
0 | 0 | 0 | 0 | 2024-12-01 | BH Colorado Electric Oper Co | Regulated Electric (122) | WPC Sub 30315 Reader | WPC Sub 30315 Reader | 135300 | Low Prof-Deadend Twr-High Tension: 7841040000 | 9724108 | LOW PROF-DEADEND TWR-HIGH TENSION | 1975-07-01 | 1975-07-01 | CPR Conversion
0 | 0 | 0 | 0 | 2024-12-01 | BH Colorado Electric Oper Co | Regulated Electric (122) | WPC Sub 30315 Reader | WPC Sub 30315 Reader | 135300 | Low Prof-Deadend Twr-High Tension: 7841040000 | 9973890 | STRUC/OUTDR-LOW-DEAD END HIGH | 1980-07-01 | 1980-07-01 | CPR Conversion
11 | 121956.94 | 119208.6013 | 2748.3387 | 2024-12-01 | BH Colorado Electric Oper Co | Regulated Electric (122) | WPC Sub 30315 Reader | WPC Sub 30315 Reader | 135300 | Low Prof-Deadend Twr-High Tension: 7841040000 | 9781405 | LOW PROF-DEADEND TWR-HIGH TENSION | 1975-07-01 | 1975-07-01 | WCDXFER
2 | 38061 | 33445.3772 | 4615.6228 | 2024-12-01 | BH Colorado Electric Oper Co | Regulated Electric (122) | WPC Sub 30315 Reader | WPC Sub 30315 Reader | 135300 | Low Prof-Deadend Twr-High Tension: 7841040000 | 9781404 | STRUC/OUTDR-LOW-DEAD END HIGH | 1980-07-01 | 1980-07-01 | WCDXFER
25 | 23719.1 | 23184.5825 | 534.5175 | 2024-12-01 | BH Colorado Electric Oper Co | Regulated Electric (122) | WPC Sub 30315 Reader | WPC Sub 30315 Reader | 135300 | Low Profile Struct-Bus Support-1ph: 7841010000 | 9780228 | LOW PROFILE STRUCT-BUS SUPPORT-1PH | 1975-07-01 | 1975-07-01 | WCDXFER
0 | 0 | 0 | 0 | 2024-12-01 | BH Colorado Electric Oper Co | Regulated Electric (122) | WPC Sub 30315 Reader | WPC Sub 30315 Reader | 135300 | Low Profile Struct-Bus Support-1ph: 7841010000 | 9973969 | LOW PROFILE STRUCT-BUS SUPPORT-1PH | 1978-07-01 | 1978-07-01 | CPR Conversion
0 | 0 | 0 | 0 | 2024-12-01 | BH Colorado Electric Oper Co | Regulated Electric (122) | WPC Sub 30315 Reader | WPC Sub 30315 Reader | 135300 | Low Profile Struct-Bus Support-1ph: 7841010000 | 9973886 | LOW PROFILE STRUCT-BUS SUPPORT-1PH | 1975-07-01 | 1975-07-01 | CPR Conversion
4 | 4679.8 | 4297.1066 | 382.6934 | 2024-12-01 | BH Colorado Electric Oper Co | Regulated Electric (122) | WPC Sub 30315 Reader | WPC Sub 30315 Reader | 135300 | Low Profile Struct-Bus Support-1ph: 7841010000 | 9780229 | LOW PROFILE STRUCT-BUS SUPPORT-1PH | 1978-07-01 | 1978-07-01 | WCDXFER
0 | 0 | 0 | 0 | 2024-12-01 | BH Colorado Electric Oper Co | Regulated Electric (122) | WPC Sub 30315 Reader | WPC Sub 30315 Reader | 135300 | Low Profile Structure-Foundation: 7841000000 | 9780236 | LOW PROFILE STRUCTURE-FOUNDATION | 1978-07-01 | 1978-07-01 | WCDXFER
0 | 0 | 0 | 0 | 2024-12-01 | BH Colorado Electric Oper Co | Regulated Electric (122) | WPC Sub 30315 Reader | WPC Sub 30315 Reader | 135300 | Low Profile Structure-Foundation: 7841000000 | 9973899 | STRUC/OUTDR-LOW-FOUNDATION | 1980-07-01 | 1980-07-01 | CPR Conversion
6 | 21833.11 | 19185.4286 | 2647.6814 | 2024-12-01 | BH Colorado Electric Oper Co | Regulated Electric (122) | WPC Sub 30315 Reader | WPC Sub 30315 Reader | 135300 | Low Profile Structure-Foundation: 7841000000 | 9780235 | STRUC/OUTDR-LOW-FOUNDATION | 1980-07-01 | 1980-07-01 | WCDXFER
0 | 0 | 0 | 0 | 2024-12-01 | BH Colorado Electric Oper Co | Regulated Electric (122) | WPC Sub 30315 Reader | WPC Sub 30315 Reader | 135300 | Low Profile Structure-Foundation: 7841000000 | 9973900 | LOW PROFILE STRUCTURE-FOUNDATION | 1978-07-01 | 1978-07-01 | CPR Conversion
0 | 0 | 0 | 0 | 2024-12-01 | BH Colorado Electric Oper Co | Regulated Electric (122) | WPC Sub 30315 Reader | WPC Sub 30315 Reader | 135300 | Low Profile Structure-Foundation: 7841000000 | 9973898 | STRUC/OUTDR-LOW-FOUNDATION | 1975-07-01 | 1975-07-01 | CPR Conversion
78 | 137502.49 | 134403.8274 | 3098.6626 | 2024-12-01 | BH Colorado Electric Oper Co | Regulated Electric (122) | WPC Sub 30315 Reader | WPC Sub 30315 Reader | 135300 | Low Profile Structure-Foundation: 7841000000 | 9780234 | STRUC/OUTDR-LOW-FOUNDATION | 1975-07-01 | 1975-07-01 | WCDXFER
2 | 25360.95 | 6760.7543 | 18600.1957 | 2024-12-01 | BH Colorado Electric Oper Co | Regulated Electric (122) | WPC Sub 30315 Reader | WPC Sub 30315 Reader | 135300 | METER: 5104000000 | 11151455 | METERS: SCHWITZER SEL 734 | 2011-04-12 | 2011-05-01 | 10028126
0 | 0 | 0 | 0 | 2024-12-01 | BH Colorado Electric Oper Co | Regulated Electric (122) | WPC Sub 30315 Reader | WPC Sub 30315 Reader | 135300 | Multiple Address Remote System: 6307000000 | 9973956 | MULTIPLE ADDRESS REMOTE SYSTEM | 1989-07-01 | 1989-07-01 | CPR Conversion
0 | 0 | 0 | 0 | 2024-12-01 | BH Colorado Electric Oper Co | Regulated Electric (122) | WPC Sub 30315 Reader | WPC Sub 30315 Reader | 135300 | Multiple Address Remote System: 6307000000 | 9778083 | MULTIPLE ADDRESS REMOTE SYSTEM | 1989-07-01 | 1989-07-01 | WCDXFER
1 | 1450.75 | 558.6285 | 892.1215 | 2024-12-01 | BH Colorado Electric Oper Co | Regulated Electric (122) | WPC Sub 30315 Reader | WPC Sub 30315 Reader | 135300 | Multiple Address Remote System: 6307000000 | 12818436 | MULTIPLE ADDRESS REMOTE SYSTEM | 2005-01-31 | 2005-03-01 | 50507XFER
4 | 10470.3 | 9200.5762 | 1269.7238 | 2024-12-01 | BH Colorado Electric Oper Co | Regulated Electric (122) | WPC Sub 30315 Reader | WPC Sub 30315 Reader | 135300 | Other Low Profile Structure: 7841990000 | 9785425 | OTHER LOW PROFILE STRUCTURE | 1980-07-01 | 1980-07-01 | WCDXFER
0 | 0 | 0 | 0 | 2024-12-01 | BH Colorado Electric Oper Co | Regulated Electric (122) | WPC Sub 30315 Reader | WPC Sub 30315 Reader | 135300 | Other Low Profile Structure: 7841990000 | 9973885 | OTHER LOW PROFILE STRUCTURE | 1975-07-01 | 1975-07-01 | CPR Conversion
0 | 0 | 0 | 0 | 2024-12-01 | BH Colorado Electric Oper Co | Regulated Electric (122) | WPC Sub 30315 Reader | WPC Sub 30315 Reader | 135300 | Other Low Profile Structure: 7841990000 | 9973889 | OTHER LOW PROFILE STRUCTURE | 1980-07-01 | 1980-07-01 | CPR Conversion
31 | 38974.91 | 38096.5979 | 878.3121 | 2024-12-01 | BH Colorado Electric Oper Co | Regulated Electric (122) | WPC Sub 30315 Reader | WPC Sub 30315 Reader | 135300 | Other Low Profile Structure: 7841990000 | 9785424 | OTHER LOW PROFILE STRUCTURE | 1975-07-01 | 1975-07-01 | WCDXFER
0 | 0 | 0 | 0 | 2024-12-01 | BH Colorado Electric Oper Co | Regulated Electric (122) | WPC Sub 30315 Reader | WPC Sub 30315 Reader | 135300 | Panel - Combo Line/Cb Control : 5950500000 | 9769409 | COMBO LINE/CIRCUIT BKR CNTRL PANEL | 1975-07-01 | 1975-07-01 | WCDXFER
0 | 0 | 0 | 0 | 2024-12-01 | BH Colorado Electric Oper Co | Regulated Electric (122) | WPC Sub 30315 Reader | WPC Sub 30315 Reader | 135300 | Panel - Combo Line/Cb Control : 5950500000 | 9973907 | COMBO LINE/CIRCUIT BKR CNTRL PANEL | 1975-07-01 | 1975-07-01 | CPR Conversion
1 | 1803.44 | 516.3754 | 1287.0646 | 2024-12-01 | BH Colorado Electric Oper Co | Regulated Electric (122) | WPC Sub 30315 Reader | WPC Sub 30315 Reader | 135300 | Panel - DC: 5950300002 | 11100850 | 225 A DC PANEL W 225A BREAKER | 2010-04-15 | 2011-02-01 | 10025337
1 | 7903.31 | 2106.8744 | 5796.4356 | 2024-12-01 | BH Colorado Electric Oper Co | Regulated Electric (122) | WPC Sub 30315 Reader | WPC Sub 30315 Reader | 135300 | PANEL - FIBER OPTIC PATCH: | 11151461 | PANEL - FIBER OPTIC PATCH | 2011-04-12 | 2011-05-01 | 10028126
0 | 0 | 0 | 0 | 2024-12-01 | BH Colorado Electric Oper Co | Regulated Electric (122) | WPC Sub 30315 Reader | WPC Sub 30315 Reader | 135300 | Panel - Other: 5950900000 | 9769406 | OTHER PANELS | 1978-07-01 | 1978-07-01 | WCDXFER
1 | 99501.89 | 4912.1008 | 94589.7892 | 2024-12-01 | BH Colorado Electric Oper Co | Regulated Electric (122) | WPC Sub 30315 Reader | WPC Sub 30315 Reader | 135300 | Panel - Other: 5950900000 | 36314699 | Panel - DME (Disturbance Monitoring Equip) | 2022-07-06 | 2022-07-01 | 10077632
0 | 0 | 0 | 0 | 2024-12-01 | BH Colorado Electric Oper Co | Regulated Electric (122) | WPC Sub 30315 Reader | WPC Sub 30315 Reader | 135300 | Panel - Other: 5950900000 | 9973908 | OTHER PANELS | 1978-07-01 | 1978-07-01 | CPR Conversion
1 | 16614.96 | 4757.3289 | 11857.6311 | 2024-12-01 | BH Colorado Electric Oper Co | Regulated Electric (122) | WPC Sub 30315 Reader | WPC Sub 30315 Reader | 135300 | Panel - Relay: 5950300003 | 11197087 | RELAY PANEL-PANEL # 3 | 2010-04-15 | 2010-05-01 | 10026454
1 | 135064.82 | 41339.9378 | 93724.8822 | 2024-12-01 | BH Colorado Electric Oper Co | Regulated Electric (122) | WPC Sub 30315 Reader | WPC Sub 30315 Reader | 135300 | Panel - Relay: 5950300003 | 11004615 | RELAY PANELS | 2009-07-21 | 2009-07-01 | 10018509
1 | 41555.37 | 11898.4676 | 29656.9024 | 2024-12-01 | BH Colorado Electric Oper Co | Regulated Electric (122) | WPC Sub 30315 Reader | WPC Sub 30315 Reader | 135300 | Panel - Relay: 5950300003 | 11197093 | RELAY PANEL-PANEL #3R | 2010-04-15 | 2010-05-01 | 10026454
1 | 37678.39 | 10788.3796 | 26890.0104 | 2024-12-01 | BH Colorado Electric Oper Co | Regulated Electric (122) | WPC Sub 30315 Reader | WPC Sub 30315 Reader | 135300 | Panel - Relay: 5950300003 | 11197090 | RELAY PANEL-PANEL #2R | 2010-04-15 | 2010-05-01 | 10026454
1 | 14389.75 | 4120.1889 | 10269.5611 | 2024-12-01 | BH Colorado Electric Oper Co | Regulated Electric (122) | WPC Sub 30315 Reader | WPC Sub 30315 Reader | 135300 | Panel - Relay: 5950300003 | 11197096 | RELAY PANEL-PANEL # 2 | 2010-04-15 | 2010-05-01 | 10026454
2 | 52000.09 | 12835.4173 | 39164.6727 | 2024-12-01 | BH Colorado Electric Oper Co | Regulated Electric (122) | WPC Sub 30315 Reader | WPC Sub 30315 Reader | 135300 | Panel - Relay: 5950300003 | 12007242 | RELAYS: SEL 421 | 2012-10-11 | 2012-12-01 | 10044488
1 | 10999.64 | 2280.6762 | 8718.9638 | 2024-12-01 | BH Colorado Electric Oper Co | Regulated Electric (122) | WPC Sub 30315 Reader | WPC Sub 30315 Reader | 135300 | Panel - Transformer Differential: 5950200000 | 12672413 | RELAY PANEL: 8F 69KV SOUTH LOOP | 2014-02-28 | 2014-03-01 | 10047625
1 | 10999.64 | 2280.6762 | 8718.9638 | 2024-12-01 | BH Colorado Electric Oper Co | Regulated Electric (122) | WPC Sub 30315 Reader | WPC Sub 30315 Reader | 135300 | Panel - Transformer Differential: 5950200000 | 12672416 | RELAY PANEL: 6F TRANSFORMER T2 | 2014-02-28 | 2014-03-01 | 10047625
1 | 10999.64 | 2280.6762 | 8718.9638 | 2024-12-01 | BH Colorado Electric Oper Co | Regulated Electric (122) | WPC Sub 30315 Reader | WPC Sub 30315 Reader | 135300 | Panel - Transformer Differential: 5950200000 | 12672407 | RELAY PANEL: 5F TRANSFORMER 1 | 2014-02-28 | 2014-03-01 | 10047625
1 | 10999.64 | 2280.6762 | 8718.9638 | 2024-12-01 | BH Colorado Electric Oper Co | Regulated Electric (122) | WPC Sub 30315 Reader | WPC Sub 30315 Reader | 135300 | Panel - Transformer Differential: 5950200000 | 12672410 | RELAY PANEL: 7F 69KV NORTH LOOP | 2014-02-28 | 2014-03-01 | 10047625
49 | 45024.79 | 13780.9536 | 31243.8364 | 2024-12-01 | BH Colorado Electric Oper Co | Regulated Electric (122) | WPC Sub 30315 Reader | WPC Sub 30315 Reader | 135300 | Post Insulators: 4272000000 | 11637520 | STATION POST INSULATORS | 2009-07-21 | 2009-01-01 | 10018509
1 | 16622.04 | 4759.3561 | 11862.6839 | 2024-12-01 | BH Colorado Electric Oper Co | Regulated Electric (122) | WPC Sub 30315 Reader | WPC Sub 30315 Reader | 135300 | Pvc Conduit: 1820100000 | 11197072 | Pvc Conduit | 2010-04-15 | 2010-01-01 | 10026454
0 | 0 | 0 | 0 | 2024-12-01 | BH Colorado Electric Oper Co | Regulated Electric (122) | WPC Sub 30315 Reader | WPC Sub 30315 Reader | 135300 | Pwr Trfrmr Nbr Xxxxxx Foundation: 9101XXXXXX | 9704832 | TRANSF, PWR, FOUNDATION | 1975-07-01 | 1975-07-01 | CPR Conversion
0 | 0 | 0 | 0 | 2024-12-01 | BH Colorado Electric Oper Co | Regulated Electric (122) | WPC Sub 30315 Reader | WPC Sub 30315 Reader | 135300 | Pwr Trfrmr Nbr Xxxxxx Foundation: 9101XXXXXX | 9870209 | TRANSF, PWR, FOUNDATION | 1978-07-01 | 1978-07-01 | CPR Conversion
0 | 0 | 0 | 0 | 2024-12-01 | BH Colorado Electric Oper Co | Regulated Electric (122) | WPC Sub 30315 Reader | WPC Sub 30315 Reader | 135300 | Pwr Trfrmr Nbr Xxxxxx Foundation: 9101XXXXXX | 9805269 | TRANSF, PWR, FOUNDATION-00000-TRANSF, PWR, FOUNDATION | 1978-07-01 | 1978-07-01 | WCDXFER
7 | 74952.29 | 73263.2162 | 1689.0738 | 2024-12-01 | BH Colorado Electric Oper Co | Regulated Electric (122) | WPC Sub 30315 Reader | WPC Sub 30315 Reader | 135300 | Pwr Trfrmr Nbr Xxxxxx Foundation: 9101XXXXXX | 9805268 | TRANSF, PWR, FOUNDATION-00000-TRANSF, PWR, FOUNDATION | 1975-07-01 | 1975-07-01 | WCDXFER
1 | 1823571.75 | 378101.172 | 1445470.578 | 2024-12-01 | BH Colorado Electric Oper Co | Regulated Electric (122) | WPC Sub 30315 Reader | WPC Sub 30315 Reader | 135300 | Pwr Trfrmr Nbr Xxxxxxx: 9105XXXXXX | 12672425 | Pwr Trfrmr Nbr-WT01656 | 2014-02-28 | 2014-03-01 | 10047625
1 | 1823571.8 | 378101.1823 | 1445470.6177 | 2024-12-01 | BH Colorado Electric Oper Co | Regulated Electric (122) | WPC Sub 30315 Reader | WPC Sub 30315 Reader | 135300 | Pwr Trfrmr Nbr Xxxxxxx: 9105XXXXXX | 12672422 | Pwr Trfrmr Nbr-WT01655 | 2014-02-28 | 2014-03-01 | 10047625
0 | 0 | 0 | 0 | 2024-12-01 | BH Colorado Electric Oper Co | Regulated Electric (122) | WPC Sub 30315 Reader | WPC Sub 30315 Reader | 135300 | Pwr Trfrmr Nbr Xxxxxxx: 9105XXXXXX | 9718861 | TX.-POWER | 1978-07-01 | 1978-07-01 | CPR Conversion
0 | 0 | 0 | 0 | 2024-12-01 | BH Colorado Electric Oper Co | Regulated Electric (122) | WPC Sub 30315 Reader | WPC Sub 30315 Reader | 135300 | Pwr Trfrmr Nbr Xxxxxxx: 9105XXXXXX | 9821666 | TX.-POWER-08011-TX.-POWER | 1978-07-01 | 1978-07-01 | WCDXFER
0 | 0 | 0 | 0 | 2024-12-01 | BH Colorado Electric Oper Co | Regulated Electric (122) | WPC Sub 30315 Reader | WPC Sub 30315 Reader | 135300 | Pwr Trfrmr Nbr Xxxxxxx: 9105XXXXXX | 9821665 | TX.-POWER-08012-TX.-POWER | 1975-07-01 | 1975-07-01 | WCDXFER
0 | 0 | 0 | 0 | 2024-12-01 | BH Colorado Electric Oper Co | Regulated Electric (122) | WPC Sub 30315 Reader | WPC Sub 30315 Reader | 135300 | Pwr Trfrmr Nbr Xxxxxxx: 9105XXXXXX | 9870208 | TX.-POWER | 1975-07-01 | 1975-07-01 | CPR Conversion
2 | 11344.26 | 3248.1797 | 8096.0803 | 2024-12-01 | BH Colorado Electric Oper Co | Regulated Electric (122) | WPC Sub 30315 Reader | WPC Sub 30315 Reader | 135300 | Relay - Aux: | 11100856 | ABB AUXILIARY RELAY | 2010-04-15 | 2011-02-01 | 10025337
2 | 120408.16 | 32098.5602 | 88309.5998 | 2024-12-01 | BH Colorado Electric Oper Co | Regulated Electric (122) | WPC Sub 30315 Reader | WPC Sub 30315 Reader | 135300 | Relay - Bus Differential: 5951200000 | 11151450 | RELAYS DIFFERENTIAL: SCHWITZER SEL | 2011-04-12 | 2011-05-01 | 10028126
0 | 0 | 0 | 0 | 2024-12-01 | BH Colorado Electric Oper Co | Regulated Electric (122) | WPC Sub 30315 Reader | WPC Sub 30315 Reader | 135300 | Relay - Miscellaneous: 5959900000 | 9973904 | MISCELLANEOUS RELAY | 1979-07-01 | 1979-07-01 | CPR Conversion
0 | 0 | 0 | 0 | 2024-12-01 | BH Colorado Electric Oper Co | Regulated Electric (122) | WPC Sub 30315 Reader | WPC Sub 30315 Reader | 135300 | Relay - Miscellaneous: 5959900000 | 9778048 | MISCELLANEOUS RELAY | 1979-07-01 | 1979-07-01 | WCDXFER
0 | 5636.79 | 612.1959 | 5024.5941 | 2024-12-01 | BH Colorado Electric Oper Co | Regulated Electric (122) | WPC Sub 30315 Reader | WPC Sub 30315 Reader | 135300 | Relay - Other: 5953300000 | 34776442 | Relay - Other SEL 351-Protection System | 2019-10-14 | 2019-11-01 | 10068501
1 | 126122.76 | 36112.4827 | 90010.2773 | 2024-12-01 | BH Colorado Electric Oper Co | Regulated Electric (122) | WPC Sub 30315 Reader | WPC Sub 30315 Reader | 135300 | RELAY AND CONTROL: 5959810000 | 11100859 | RELAYING PANEL # 4 | 2010-04-15 | 2011-02-01 | 10025337
2 | 40878.9 | 10897.5491 | 29981.3509 | 2024-12-01 | BH Colorado Electric Oper Co | Regulated Electric (122) | WPC Sub 30315 Reader | WPC Sub 30315 Reader | 135300 | RELAY AND CONTROL: 5959810000 | 11151458 | RELAY AND CONTROL | 2011-04-12 | 2011-05-01 | 10028126
1 | 65349.46 | 18711.3828 | 46638.0772 | 2024-12-01 | BH Colorado Electric Oper Co | Regulated Electric (122) | WPC Sub 30315 Reader | WPC Sub 30315 Reader | 135300 | RELAY AND CONTROL: 5959810000 | 11100862 | CONTROL PANEL # 4 | 2010-04-15 | 2011-02-01 | 10025337
0 | 0 | 0 | 0 | 2024-12-01 | BH Colorado Electric Oper Co | Regulated Electric (122) | WPC Sub 30315 Reader | WPC Sub 30315 Reader | 135300 | Scada Equip - Rtu: 8191130000 | 9785456 | SCADA EQUIPMENT- RTU | 1986-07-01 | 1986-07-01 | WCDXFER
0 | 0 | 0 | 0 | 2024-12-01 | BH Colorado Electric Oper Co | Regulated Electric (122) | WPC Sub 30315 Reader | WPC Sub 30315 Reader | 135300 | Scada Equip - Rtu: 8191130000 | 9785455 | TELEMETERING-RTU | 1988-07-01 | 1988-07-01 | WCDXFER
1 | 57085.9 | 17472.5554 | 39613.3446 | 2024-12-01 | BH Colorado Electric Oper Co | Regulated Electric (122) | WPC Sub 30315 Reader | WPC Sub 30315 Reader | 135300 | Scada Equip - Rtu: 8191130000 | 11004585 | RTU | 2009-07-21 | 2009-01-01 | 10018509
0 | 0 | 0 | 0 | 2024-12-01 | BH Colorado Electric Oper Co | Regulated Electric (122) | WPC Sub 30315 Reader | WPC Sub 30315 Reader | 135300 | Scada Equip - Rtu: 8191130000 | 9973967 | SCADA EQUIPMENT- RTU | 1986-07-01 | 1986-07-01 | CPR Conversion
0 | 0 | 0 | 0 | 2024-12-01 | BH Colorado Electric Oper Co | Regulated Electric (122) | WPC Sub 30315 Reader | WPC Sub 30315 Reader | 135300 | Scada Equip - Rtu: 8191130000 | 9973966 | TELEMETERING-RTU | 1988-07-01 | 1988-07-01 | CPR Conversion
1 | 6129.4 | 1876.0549 | 4253.3451 | 2024-12-01 | BH Colorado Electric Oper Co | Regulated Electric (122) | WPC Sub 30315 Reader | WPC Sub 30315 Reader | 135300 | Scada Equip - Transmitter: 8191010000 | 11004582 | TRANSCEIVER | 2009-07-21 | 2009-01-01 | 10018509
1 | 92344.69 | 26440.8741 | 65903.8159 | 2024-12-01 | BH Colorado Electric Oper Co | Regulated Electric (122) | WPC Sub 30315 Reader | WPC Sub 30315 Reader | 135300 | Station Rock: 7702000000 | 11197084 | SITE PREPERATION AND ROCK FINISH | 2010-04-15 | 2010-05-01 | 10026454
1 | 33244.08 | 9518.7123 | 23725.3677 | 2024-12-01 | BH Colorado Electric Oper Co | Regulated Electric (122) | WPC Sub 30315 Reader | WPC Sub 30315 Reader | 135300 | Steel Conduit: 1820200000 | 11197075 | Steel Conduit | 2010-04-15 | 2010-01-01 | 10026454
1 | 16921.33 | 5179.1927 | 11742.1373 | 2024-12-01 | BH Colorado Electric Oper Co | Regulated Electric (122) | WPC Sub 30315 Reader | WPC Sub 30315 Reader | 135300 | Structure - Steel: 7841085000 | 11004612 | STEEL STRUCTURE | 2009-07-21 | 2009-07-01 | 10018509
1 | 57863.98 | 16568.08 | 41295.9 | 2024-12-01 | BH Colorado Electric Oper Co | Regulated Electric (122) | WPC Sub 30315 Reader | WPC Sub 30315 Reader | 135300 | Structure - Steel: 7841085000 | 11100853 | STRUCTURE-STEEL | 2010-04-15 | 2011-02-01 | 10025337
1 | 43627.19 | 12491.6878 | 31135.5022 | 2024-12-01 | BH Colorado Electric Oper Co | Regulated Electric (122) | WPC Sub 30315 Reader | WPC Sub 30315 Reader | 135300 | Structures-Supporting,Outdoor: 7840000000 | 11100835 | STRUCTURE # 1G | 2010-04-15 | 2011-02-01 | 10025337
3 | 143667.73 | 41136.0995 | 102531.6305 | 2024-12-01 | BH Colorado Electric Oper Co | Regulated Electric (122) | WPC Sub 30315 Reader | WPC Sub 30315 Reader | 135300 | Structures-Supporting,Outdoor: 7840000000 | 11100832 | STRUCTURE # DE | 2010-04-15 | 2011-02-01 | 10025337
3 | 6314.19 | 1807.9296 | 4506.2604 | 2024-12-01 | BH Colorado Electric Oper Co | Regulated Electric (122) | WPC Sub 30315 Reader | WPC Sub 30315 Reader | 135300 | Structures-Supporting,Outdoor: 7840000000 | 11100841 | STRUCTURE # DE-AB | 2010-04-15 | 2011-02-01 | 10025337
1 | 59748.91 | 14748.0935 | 45000.8165 | 2024-12-01 | BH Colorado Electric Oper Co | Regulated Electric (122) | WPC Sub 30315 Reader | WPC Sub 30315 Reader | 135300 | Structures-Supporting,Outdoor: 7840000000 | 12007239 | STRUCTURE: DEADEND H FRAME | 2012-10-11 | 2012-12-01 | 10044488
1 | 1131.22 | 323.9 | 807.32 | 2024-12-01 | BH Colorado Electric Oper Co | Regulated Electric (122) | WPC Sub 30315 Reader | WPC Sub 30315 Reader | 135300 | Structures-Supporting,Outdoor: 7840000000 | 11100829 | STRUCTURE # 1G-AB | 2010-04-15 | 2011-02-01 | 10025337
1 | 16039.66 | 4592.6044 | 11447.0556 | 2024-12-01 | BH Colorado Electric Oper Co | Regulated Electric (122) | WPC Sub 30315 Reader | WPC Sub 30315 Reader | 135300 | Structures-Supporting,Outdoor: 7840000000 | 11100838 | STRUCTURE # 1H | 2010-04-15 | 2011-02-01 | 10025337
1 | 2351.59 | 673.3262 | 1678.2638 | 2024-12-01 | BH Colorado Electric Oper Co | Regulated Electric (122) | WPC Sub 30315 Reader | WPC Sub 30315 Reader | 135300 | Structures-Supporting,Outdoor: 7840000000 | 11100844 | STRUCTURE # 1H-AB | 2010-04-15 | 2011-02-01 | 10025337
8 | 152043.93 | 46536.8155 | 105507.1145 | 2024-12-01 | BH Colorado Electric Oper Co | Regulated Electric (122) | WPC Sub 30315 Reader | WPC Sub 30315 Reader | 135300 | Switches-Gang 115kv: | 11004591 | SWITCH-115KV 2000 A GANG OPERATED | 2009-07-21 | 2009-01-01 | 10018509
0 | 0 | 0 | 0 | 2024-12-01 | BH Colorado Electric Oper Co | Regulated Electric (122) | WPC Sub 30315 Reader | WPC Sub 30315 Reader | 135300 | Telemeter Eq - Transducer: 8192040000 | 9785796 | TELEMETERING EQ.- TRANSDUCER | 1980-07-01 | 1980-07-01 | WCDXFER
0 | 0 | 0 | 0 | 2024-12-01 | BH Colorado Electric Oper Co | Regulated Electric (122) | WPC Sub 30315 Reader | WPC Sub 30315 Reader | 135300 | Telemeter Eq - Transducer: 8192040000 | 9973906 | TELEMETERING EQ.- TRANSDUCER | 1980-07-01 | 1980-07-01 | CPR Conversion
0 | 0 | 0 | 0 | 2024-12-01 | BH Colorado Electric Oper Co | Regulated Electric (122) | WPC Sub 30315 Reader | WPC Sub 30315 Reader | 135300 | Telemeter Eq - Transducer: 8192040000 | 9973905 | TELEMETERING-TRANSDUCER | 1981-07-01 | 1981-07-01 | CPR Conversion
0 | 0 | 0 | 0 | 2024-12-01 | BH Colorado Electric Oper Co | Regulated Electric (122) | WPC Sub 30315 Reader | WPC Sub 30315 Reader | 135300 | Telemeter Eq - Transducer: 8192040000 | 9785795 | TELEMETERING-TRANSDUCER | 1981-07-01 | 1981-07-01 | WCDXFER
0 | 0 | 0 | 0 | 2024-12-01 | BH Colorado Electric Oper Co | Regulated Electric (122) | WPC Sub 30315 Reader | WPC Sub 30315 Reader | 135300 | Transf, Pntl, 35.001-69kv 1ph: 9031069000 | 9973960 | TRANSF, POTNTL, 1PH, 35001-69KV | 1975-07-01 | 1975-07-01 | CPR Conversion
9 | 17554.82 | 17159.2165 | 395.6035 | 2024-12-01 | BH Colorado Electric Oper Co | Regulated Electric (122) | WPC Sub 30315 Reader | WPC Sub 30315 Reader | 135300 | Transf, Pntl, 35.001-69kv 1ph: 9031069000 | 9786635 | TRANSF, POTNTL, 1PH, 35001-69KV | 1975-07-01 | 1975-07-01 | WCDXFER
3 | 20882.53 | 18350.1246 | 2532.4054 | 2024-12-01 | BH Colorado Electric Oper Co | Regulated Electric (122) | WPC Sub 30315 Reader | WPC Sub 30315 Reader | 135300 | Transf, Pntl, 69.001-161kv 1ph: 9031161000 | 9805278 | TRANSF, POTNTL, 1PH, 69001-16 | 1980-07-01 | 1980-07-01 | WCDXFER
0 | 0 | 0 | 0 | 2024-12-01 | BH Colorado Electric Oper Co | Regulated Electric (122) | WPC Sub 30315 Reader | WPC Sub 30315 Reader | 135300 | Transf, Pntl, 69.001-161kv 1ph: 9031161000 | 9973957 | TRANSF, POTNTL, 1PH, 69001-16 | 1980-07-01 | 1980-07-01 | CPR Conversion
7 | 22735.23 | 22222.8843 | 512.3457 | 2024-12-01 | BH Colorado Electric Oper Co | Regulated Electric (122) | WPC Sub 30315 Reader | WPC Sub 30315 Reader | 135300 | Transf, Pntl, 69.001-161kv 1ph: 9031161000 | 9805277 | TRANSF, POTNTL, 1PH, 69001-161KV | 1975-07-01 | 1975-07-01 | WCDXFER
0 | 0 | 0 | 0 | 2024-12-01 | BH Colorado Electric Oper Co | Regulated Electric (122) | WPC Sub 30315 Reader | WPC Sub 30315 Reader | 135300 | Transf, Pntl, 69.001-161kv 1ph: 9031161000 | 9973959 | TRANSF, POTNTL, 1PH, 69001-161KV | 1975-07-01 | 1975-07-01 | CPR Conversion
0 | 0 | 0 | 0 | 2024-12-01 | BH Colorado Electric Oper Co | Regulated Electric (122) | WPC Sub 30315 Reader | WPC Sub 30315 Reader | 135300 | Transf, Pntl, 69.001-161kv 1ph: 9031161000 | 9973958 | TRANSF, POTNTL, 1PH, 69001-16 | 1978-07-01 | 1978-07-01 | CPR Conversion
0 | 0 | 0 | 0 | 2024-12-01 | BH Colorado Electric Oper Co | Regulated Electric (122) | WPC Sub 30315 Reader | WPC Sub 30315 Reader | 135300 | Transf, Pntl, 69.001-161kv 1ph: 9031161000 | 9689826 | TRANSF, POTNTL, 1PH, 69001-16 | 1978-07-01 | 1978-07-01 | WCDXFER
4 | 79586.4 | 22787.8179 | 56798.5821 | 2024-12-01 | BH Colorado Electric Oper Co | Regulated Electric (122) | WPC Sub 30315 Reader | WPC Sub 30315 Reader | 135300 | Transf, Pntl: 9030000000 | 11100847 | CCVT-POTENTIAL TRANSFORMER 115 KV | 2010-04-15 | 2011-02-01 | 10025337
6 | 57769.08 | 11977.8982 | 45791.1818 | 2024-12-01 | BH Colorado Electric Oper Co | Regulated Electric (122) | WPC Sub 30315 Reader | WPC Sub 30315 Reader | 135300 | Transf, Pntl: 9030000000 | 12672419 | POTENTIAL TRANSFORMERS 15KV | 2014-02-28 | 2014-03-01 | 10047625
3 | 57727.16 | 17668.829 | 40058.331 | 2024-12-01 | BH Colorado Electric Oper Co | Regulated Electric (122) | WPC Sub 30315 Reader | WPC Sub 30315 Reader | 135300 | Transf, Pntl: 9030000000 | 11004609 | 115 KV POTENTIAL TRANSFORMER INSTRUMENT | 2009-07-21 | 2009-07-01 | 10018509
1 | 16527.6 | 3426.8489 | 13100.7511 | 2024-12-01 | BH Colorado Electric Oper Co | Regulated Electric (122) | WPC Sub 30315 Reader | WPC Sub 30315 Reader | 135300 | TRANSFER-ELEC-0-15KV- <= 600AMPS: 7985101506 | 12672401 | TRANSFER-ELEC-0-15KV- <= 600AMPS | 2014-02-28 | 2014-01-01 | 10047625
3 | 75928.5 | 18741.7749 | 57186.7251 | 2024-12-01 | BH Colorado Electric Oper Co | Regulated Electric (122) | WPC Sub 30315 Reader | WPC Sub 30315 Reader | 135300 | Transformers, Current: 8750000000 | 12007228 | 115KV, 550KV BIL, CCVT P/N TEMF 123H | 2012-10-11 | 2012-01-01 | 10044488
3 | 89805.35 | 18620.3302 | 71185.0198 | 2024-12-01 | BH Colorado Electric Oper Co | Regulated Electric (122) | WPC Sub 30315 Reader | WPC Sub 30315 Reader | 135300 | Transformers, Current: 8750000000 | 12672404 | CCVT:72.5 KV W CARRIER | 2014-02-28 | 2014-01-01 | 10047625
6 | 130569.37 | 39963.9938 | 90605.3762 | 2024-12-01 | BH Colorado Electric Oper Co | Regulated Electric (122) | WPC Sub 30315 Reader | WPC Sub 30315 Reader | 135300 | Transformers, Current: 8750000000 | 11004588 | 115KV CURRENT TRANSFORMER 1200:5 | 2009-07-21 | 2009-01-01 | 10018509
1 | 9157.7 | 8047.1541 | 1110.5459 | 2024-12-01 | BH Colorado Electric Oper Co | Regulated Electric (122) | WPC Sub 30315 Reader | WPC Sub 30315 Reader | 135300 | Transmitter/Receiver Combined: 1123000000 | 9768380 | CARR CURR EQ-TRANS/REC COMBINED | 1980-07-01 | 1980-07-01 | WCDXFER
0 | 0 | 0 | 0 | 2024-12-01 | BH Colorado Electric Oper Co | Regulated Electric (122) | WPC Sub 30315 Reader | WPC Sub 30315 Reader | 135300 | Transmitter/Receiver Combined: 1123000000 | 9701170 | CARR CURR EQ-TRANS/REC COMBINED | 1980-07-01 | 1980-07-01 | CPR Conversion
80 | 3423.71 | 845.0898 | 2578.6202 | 2024-12-01 | BH Colorado Electric Oper Co | Regulated Electric (122) | WPC Sub 30315 Reader | WPC Sub 30315 Reader | 135300 | Tubular Bus, Alum , 3" To 4": 0771304000 | 12007225 | BUS:ALUMINUM 4" IPS | 2012-10-11 | 2012-01-01 | 10044488
1 | 26272.1 | 25680.0498 | 592.0502 | 2024-12-01 | BH Colorado Electric Oper Co | Regulated Electric (122) | WPC Sub 30315 Reader | WPC Sub 30315 Reader | 135300 | Tunnel: 4833000000 | 9769415 | TUNNEL | 1975-07-01 | 1975-07-01 | WCDXFER
0 | 0 | 0 | 0 | 2024-12-01 | BH Colorado Electric Oper Co | Regulated Electric (122) | WPC Sub 30315 Reader | WPC Sub 30315 Reader | 135300 | Tunnel: 4833000000 | 9973895 | TUNNEL | 1975-07-01 | 1975-07-01 | CPR Conversion
0 | 0 | 0 | 0 | 2024-12-01 | BH Colorado Electric Oper Co | Regulated Electric (122) | WPC Sub 30315 Reader | WPC Sub 30315 Reader | 135300 | Tx.-Curr., Wind.Type 601-1200a: 8752001200 | 9973961 | TX.-CURR., WIND.TYPE 601-1200A | 1991-07-01 | 1991-07-01 | CPR Conversion
0 | 0 | 0 | 0 | 2024-12-01 | BH Colorado Electric Oper Co | Regulated Electric (122) | WPC Sub 30315 Reader | WPC Sub 30315 Reader | 135300 | Tx.-Curr., Wind.Type 601-1200a: 8752001200 | 9786645 | TX.-CURR., WIND.TYPE 601-1200A | 1991-07-01 | 1991-07-01 | WCDXFER
1 | 4053.14 | 3561.6194 | 491.5206 | 2024-12-01 | BH Colorado Electric Oper Co | Regulated Electric (122) | WPC Sub 30315 Reader | WPC Sub 30315 Reader | 135300 | WAVEGUIDE: 1128000050 | 9769140 | CARR CURR EQ-WAVE TRAP-800 AMP | 1980-07-01 | 1980-07-01 | WCDXFER
0 | 0 | 0 | 0 | 2024-12-01 | BH Colorado Electric Oper Co | Regulated Electric (122) | WPC Sub 30315 Reader | WPC Sub 30315 Reader | 135300 | WAVEGUIDE: 1128000050 | 9973915 | CARR CURR EQ-WAVE TRAP-800 AMP | 1976-07-01 | 1976-07-01 | CPR Conversion
1 | 2341.91 | 2242.8872 | 99.0228 | 2024-12-01 | BH Colorado Electric Oper Co | Regulated Electric (122) | WPC Sub 30315 Reader | WPC Sub 30315 Reader | 135300 | WAVEGUIDE: 1128000050 | 9769139 | CARR CURR EQ-WAVE TRAP-800 AMP | 1976-07-01 | 1976-07-01 | WCDXFER
0 | 0 | 0 | 0 | 2024-12-01 | BH Colorado Electric Oper Co | Regulated Electric (122) | WPC Sub 30315 Reader | WPC Sub 30315 Reader | 135300 | WAVEGUIDE: 1128000050 | 9724110 | CARR CURR EQ-WAVE TRAP-800 AMP | 1980-07-01 | 1980-07-01 | CPR Conversion
0 | 0 | 0 | 0 | 2024-12-01 | BH Colorado Electric Oper Co | Regulated Electric (122) | WPC Sub 30315 Reader | WPC Sub 30315 Reader | 135600 | Post Insulators: 4272000000 | 11004597 | STATION POST INSULATORS | 2009-07-21 | 2009-01-01 | 10018509
1 | 442873.78 | 59334.8871 | 383538.8929 | 2024-12-01 | BH Colorado Electric Oper Co | Regulated Electric (122) | WPC Sub 30330 Pueblo Plant 115 | WPC Sub 30330 Pueblo Plant 115 | 135200 | BUILDING STRUCTURE: 0630100000 | 20438845 | BUILDING STRUCTURE | 2016-01-14 | 2016-04-01 | 10050823
1 | 116164.17 | 15563.3235 | 100600.8465 | 2024-12-01 | BH Colorado Electric Oper Co | Regulated Electric (122) | WPC Sub 30330 Pueblo Plant 115 | WPC Sub 30330 Pueblo Plant 115 | 135200 | BUILDING,FOUNDATIONS/FOOTINGS/PIERS: 0630700000 | 20438848 | BUILDING,FOUNDATIONS/FOOTINGS/PIERS | 2016-01-14 | 2016-04-01 | 10050823
1 | 31829.15 | 4264.3731 | 27564.7769 | 2024-12-01 | BH Colorado Electric Oper Co | Regulated Electric (122) | WPC Sub 30330 Pueblo Plant 115 | WPC Sub 30330 Pueblo Plant 115 | 135200 | Fence: 3220000000 | 20438830 | Fence | 2016-01-14 | 2016-04-01 | 10050823
0 | 7739.96 | 670.9849 | 7068.9751 | 2024-12-01 | BH Colorado Electric Oper Co | Regulated Electric (122) | WPC Sub 30330 Pueblo Plant 115 | WPC Sub 30330 Pueblo Plant 115 | 135200 | SECURITY SYSTEM: 0630000027 | 33378914 | SECURITY SYSTEM | 2019-12-16 | 2019-12-01 | 10068558
1 | 28435.14 | 3809.6539 | 24625.4861 | 2024-12-01 | BH Colorado Electric Oper Co | Regulated Electric (122) | WPC Sub 30330 Pueblo Plant 115 | WPC Sub 30330 Pueblo Plant 115 | 135200 | Station Rock: 7702000000 | 20438842 | Station Rock | 2016-01-14 | 2016-04-01 | 10050823
1 | 1468.54 | 1538.05 | -69.51 | 2024-12-01 | BH Colorado Electric Oper Co | Regulated Electric (122) | WPC Sub 30330 Pueblo Plant 115 | WPC Sub 30330 Pueblo Plant 115 | 135200 | Walls,Enclose/Retain,Sound Wall: 7703500000 | 9973955 | WALLS,ENCLOSE/RETAIN,SOUND WALL | 1936-07-01 | 1936-07-01 | CPR Conversion
0 | 0 | 0 | 0 | 2024-12-01 | BH Colorado Electric Oper Co | Regulated Electric (122) | WPC Sub 30330 Pueblo Plant 115 | WPC Sub 30330 Pueblo Plant 115 | 135300 | Air Magnetic - 15 Kv: 6211015000 | 9861062 | AIR MAGNETIC - 15 KV | 1996-07-01 | 1996-07-01 | CPR Conversion
1 | 60472.15 | 34032.6805 | 26439.4695 | 2024-12-01 | BH Colorado Electric Oper Co | Regulated Electric (122) | WPC Sub 30330 Pueblo Plant 115 | WPC Sub 30330 Pueblo Plant 115 | 135300 | Air Magnetic - 15 Kv: 6211015000 | 9778073 | AIR MAGNETIC - 15 KV | 1996-07-01 | 1996-07-01 | WCDXFER
0 | 0 | 0 | 0 | 2024-12-01 | BH Colorado Electric Oper Co | Regulated Electric (122) | WPC Sub 30330 Pueblo Plant 115 | WPC Sub 30330 Pueblo Plant 115 | 135300 | Airbrk-Elec-1ph 0-15000v-<=600amp: 7981101506 | 9974006 | AIRBREAK-1PH-ELEC-0-15000V-<=600AMPS | 1966-07-01 | 1966-07-01 | CPR Conversion
3 | 896.13 | 945.844 | -49.714 | 2024-12-01 | BH Colorado Electric Oper Co | Regulated Electric (122) | WPC Sub 30330 Pueblo Plant 115 | WPC Sub 30330 Pueblo Plant 115 | 135300 | Airbrk-Elec-1ph 0-15000v-<=600amp: 7981101506 | 9785423 | AIRBREAK-1PH-ELEC-0-15000V-<=600AMPS | 1966-07-01 | 1966-07-01 | WCDXFER
3 | 227.51 | 244.2705 | -16.7605 | 2024-12-01 | BH Colorado Electric Oper Co | Regulated Electric (122) | WPC Sub 30330 Pueblo Plant 115 | WPC Sub 30330 Pueblo Plant 115 | 135300 | Airbrk-Elec-1ph 0-15000v-1200-1999a: 7981101519 | 9785422 | AIRBRK-1PH-ELEC-0-15000V-1200-1999A | 1936-07-01 | 1936-07-01 | WCDXFER
6 | 711.02 | 751.3273 | -40.3073 | 2024-12-01 | BH Colorado Electric Oper Co | Regulated Electric (122) | WPC Sub 30330 Pueblo Plant 115 | WPC Sub 30330 Pueblo Plant 115 | 135300 | Airbrk-Elec-1ph 0-15000v-1200-1999a: 7981101519 | 9785421 | SWITCH,1PH,ELEC,0-15K,1200-199 | 1964-07-01 | 1964-07-01 | WCDXFER
0 | 0 | 0 | 0 | 2024-12-01 | BH Colorado Electric Oper Co | Regulated Electric (122) | WPC Sub 30330 Pueblo Plant 115 | WPC Sub 30330 Pueblo Plant 115 | 135300 | Airbrk-Elec-1ph 0-15000v-1200-1999a: 7981101519 | 9974005 | AIRBRK-1PH-ELEC-0-15000V-1200-1999A | 1936-07-01 | 1936-07-01 | CPR Conversion
0 | 0 | 0 | 0 | 2024-12-01 | BH Colorado Electric Oper Co | Regulated Electric (122) | WPC Sub 30330 Pueblo Plant 115 | WPC Sub 30330 Pueblo Plant 115 | 135300 | Airbrk-Elec-1ph 0-15000v-1200-1999a: 7981101519 | 9974004 | SWITCH,1PH,ELEC,0-15K,1200-199 | 1964-07-01 | 1964-07-01 | CPR Conversion
6 | 495 | 531.4664 | -36.4664 | 2024-12-01 | BH Colorado Electric Oper Co | Regulated Electric (122) | WPC Sub 30330 Pueblo Plant 115 | WPC Sub 30330 Pueblo Plant 115 | 135300 | Airbrk-Elec-1ph 0-15kv->= 2000amp: 7981101520 | 9785419 | AIRBRK-1PH-ELEC-0-15000V->= 2000AMPS | 1936-07-01 | 1936-07-01 | WCDXFER
0 | 0 | 0 | 0 | 2024-12-01 | BH Colorado Electric Oper Co | Regulated Electric (122) | WPC Sub 30330 Pueblo Plant 115 | WPC Sub 30330 Pueblo Plant 115 | 135300 | Airbrk-Elec-1ph 0-15kv->= 2000amp: 7981101520 | 9974003 | AIRBRK-1PH-ELEC-0-15000V->= 2000AMPS | 1936-07-01 | 1936-07-01 | CPR Conversion
1 | 28479.76 | 4780.2557 | 23699.5043 | 2024-12-01 | BH Colorado Electric Oper Co | Regulated Electric (122) | WPC Sub 30330 Pueblo Plant 115 | WPC Sub 30330 Pueblo Plant 115 | 135300 | Antenna: 6301300000 | 20438851 | Antenna | 2016-01-14 | 2016-04-01 | 10050823
3 | 3864.24 | 2174.7275 | 1689.5125 | 2024-12-01 | BH Colorado Electric Oper Co | Regulated Electric (122) | WPC Sub 30330 Pueblo Plant 115 | WPC Sub 30330 Pueblo Plant 115 | 135300 | Arrester - 23,001-34,500 Volts: 0210690000 | 9766603 | ARRESTER - 23,000-69,000 VOLTS | 1996-07-01 | 1996-07-01 | WCDXFER
3 | 1517.53 | 1483.332 | 34.198 | 2024-12-01 | BH Colorado Electric Oper Co | Regulated Electric (122) | WPC Sub 30330 Pueblo Plant 115 | WPC Sub 30330 Pueblo Plant 115 | 135300 | Arrester - 23,001-34,500 Volts: 0210690000 | 9766601 | ARRESTERS-23000-69000 VOLTS | 1975-07-01 | 1975-07-01 | WCDXFER
0 | 0 | 0 | 0 | 2024-12-01 | BH Colorado Electric Oper Co | Regulated Electric (122) | WPC Sub 30330 Pueblo Plant 115 | WPC Sub 30330 Pueblo Plant 115 | 135300 | Arrester - 23,001-34,500 Volts: 0210690000 | 9973954 | ARRESTERS-23000-69000 VOLTS | 1975-07-01 | 1975-07-01 | CPR Conversion
0 | 0 | 0 | 0 | 2024-12-01 | BH Colorado Electric Oper Co | Regulated Electric (122) | WPC Sub 30330 Pueblo Plant 115 | WPC Sub 30330 Pueblo Plant 115 | 135300 | Arrester - 23,001-34,500 Volts: 0210690000 | 9724114 | ARRESTER - 23,000-69,000 VOLTS | 1950-07-01 | 1950-07-01 | CPR Conversion
6 | 1134.61 | 1208.5632 | -73.9532 | 2024-12-01 | BH Colorado Electric Oper Co | Regulated Electric (122) | WPC Sub 30330 Pueblo Plant 115 | WPC Sub 30330 Pueblo Plant 115 | 135300 | Arrester - 23,001-34,500 Volts: 0210690000 | 9766602 | ARRESTER - 23,000-69,000 VOLTS | 1950-07-01 | 1950-07-01 | WCDXFER
0 | 0 | 0 | 0 | 2024-12-01 | BH Colorado Electric Oper Co | Regulated Electric (122) | WPC Sub 30330 Pueblo Plant 115 | WPC Sub 30330 Pueblo Plant 115 | 135300 | Arrester - 23,001-34,500 Volts: 0210690000 | 9861064 | ARRESTER - 23,000-69,000 VOLTS | 1996-07-01 | 1996-07-01 | CPR Conversion
0 | 0 | 0 | 0 | 2024-12-01 | BH Colorado Electric Oper Co | Regulated Electric (122) | WPC Sub 30330 Pueblo Plant 115 | WPC Sub 30330 Pueblo Plant 115 | 135300 | Batteries, Storage: 0350000000 | 9973953 | BATTERIES, STORAGE | 1976-07-01 | 1976-07-01 | CPR Conversion
0 | 0 | 0 | 0 | 2024-12-01 | BH Colorado Electric Oper Co | Regulated Electric (122) | WPC Sub 30330 Pueblo Plant 115 | WPC Sub 30330 Pueblo Plant 115 | 135300 | Batteries, Storage: 0350000000 | 9766632 | BATTERIES, STORAGE | 1976-07-01 | 1976-07-01 | WCDXFER
0 | 0 | 0 | 0 | 2024-12-01 | BH Colorado Electric Oper Co | Regulated Electric (122) | WPC Sub 30330 Pueblo Plant 115 | WPC Sub 30330 Pueblo Plant 115 | 135300 | Battery Charger: 0300000000 | 9973952 | BATTERY CHARGER | 1976-07-01 | 1976-07-01 | CPR Conversion
0 | 0 | 0 | 0 | 2024-12-01 | BH Colorado Electric Oper Co | Regulated Electric (122) | WPC Sub 30330 Pueblo Plant 115 | WPC Sub 30330 Pueblo Plant 115 | 135300 | Battery Charger: 0300000000 | 9766639 | BATTERY CHARGER | 1976-07-01 | 1976-07-01 | WCDXFER
0 | 0 | 0 | 0 | 2024-12-01 | BH Colorado Electric Oper Co | Regulated Electric (122) | WPC Sub 30330 Pueblo Plant 115 | WPC Sub 30330 Pueblo Plant 115 | 135300 | Breaker, Oil - 15 Kv: 6213015000 | 9973949 | OIL - 15 KV | 1936-07-01 | 1936-07-01 | CPR Conversion
2 | 8805.46 | 9454.1537 | -648.6937 | 2024-12-01 | BH Colorado Electric Oper Co | Regulated Electric (122) | WPC Sub 30330 Pueblo Plant 115 | WPC Sub 30330 Pueblo Plant 115 | 135300 | Breaker, Oil - 15 Kv: 6213015000 | 9778068 | OIL - 15 KV | 1936-07-01 | 1936-07-01 | WCDXFER
0 | 0 | 0 | 0 | 2024-12-01 | BH Colorado Electric Oper Co | Regulated Electric (122) | WPC Sub 30330 Pueblo Plant 115 | WPC Sub 30330 Pueblo Plant 115 | 135300 | Breaker, Oil - 15 Kv: 6213015000 | 9973948 | PWR CIRC BREAK-OIL-15KV | 1942-07-01 | 1942-07-01 | CPR Conversion
1 | 3328.04 | 3561.1069 | -233.0669 | 2024-12-01 | BH Colorado Electric Oper Co | Regulated Electric (122) | WPC Sub 30330 Pueblo Plant 115 | WPC Sub 30330 Pueblo Plant 115 | 135300 | Breaker, Oil - 15 Kv: 6213015000 | 9778067 | PWR CIRC BREAK-OIL-15KV | 1942-07-01 | 1942-07-01 | WCDXFER
1 | 14348.21 | 15161.6008 | -813.3908 | 2024-12-01 | BH Colorado Electric Oper Co | Regulated Electric (122) | WPC Sub 30330 Pueblo Plant 115 | WPC Sub 30330 Pueblo Plant 115 | 135300 | Breaker, Oil - 69 Kv: 6213069000 | 9778059 | PWR CIRC BREAK-OIL, 69KV | 1964-07-01 | 1964-07-01 | WCDXFER
0 | 0 | 0 | 0 | 2024-12-01 | BH Colorado Electric Oper Co | Regulated Electric (122) | WPC Sub 30330 Pueblo Plant 115 | WPC Sub 30330 Pueblo Plant 115 | 135300 | Breaker, Oil - 69 Kv: 6213069000 | 9973946 | PWR CIRC BREAK-OIL, 69KV | 1964-07-01 | 1964-07-01 | CPR Conversion
0 | 0 | 0 | 0 | 2024-12-01 | BH Colorado Electric Oper Co | Regulated Electric (122) | WPC Sub 30330 Pueblo Plant 115 | WPC Sub 30330 Pueblo Plant 115 | 135300 | Breaker, Oil - 69 Kv: 6213069000 | 9693307 | PWR CIRC BREAK-OIL, 69KV | 1974-07-01 | 1974-07-01 | CPR Conversion
12 | 6063.1 | 6046.1928 | 16.9072 | 2024-12-01 | BH Colorado Electric Oper Co | Regulated Electric (122) | WPC Sub 30330 Pueblo Plant 115 | WPC Sub 30330 Pueblo Plant 115 | 135300 | Breaker, Oil - 69 Kv: 6213069000 | 9778060 | PWR CIRC BREAK-OIL, 69KV | 1974-07-01 | 1974-07-01 | WCDXFER
0 | 0 | 0 | 0 | 2024-12-01 | BH Colorado Electric Oper Co | Regulated Electric (122) | WPC Sub 30330 Pueblo Plant 115 | WPC Sub 30330 Pueblo Plant 115 | 135300 | Breaker, Oil - 69 Kv: 6213069000 | 9973947 | OIL - 69 KV | 1950-07-01 | 1950-07-01 | CPR Conversion
5 | 65618.36 | 69895.3247 | -4276.9647 | 2024-12-01 | BH Colorado Electric Oper Co | Regulated Electric (122) | WPC Sub 30330 Pueblo Plant 115 | WPC Sub 30330 Pueblo Plant 115 | 135300 | Breaker, Oil - 69 Kv: 6213069000 | 9778061 | OIL - 69 KV | 1950-07-01 | 1950-07-01 | WCDXFER
1 | 27355.29 | 6752.2299 | 20603.0601 | 2024-12-01 | BH Colorado Electric Oper Co | Regulated Electric (122) | WPC Sub 30330 Pueblo Plant 115 | WPC Sub 30330 Pueblo Plant 115 | 135300 | BUILDING,FOUNDATIONS/FOOTINGS/PIERS: 0630700000 | 11721838 | CONCRETE PAD | 2012-01-25 | 2012-11-01 | 10041037
1 | 5102.38 | 856.4216 | 4245.9584 | 2024-12-01 | BH Colorado Electric Oper Co | Regulated Electric (122) | WPC Sub 30330 Pueblo Plant 115 | WPC Sub 30330 Pueblo Plant 115 | 135300 | Clock - Satellite: 8191015700 | 20438818 | Clock - Satellite | 2016-01-14 | 2016-01-01 | 10050823
13 | 13001 | 13848.3972 | -847.3972 | 2024-12-01 | BH Colorado Electric Oper Co | Regulated Electric (122) | WPC Sub 30330 Pueblo Plant 115 | WPC Sub 30330 Pueblo Plant 115 | 135300 | Combo-Elec-15-45kv- 1200-1999amps: 7984104519 | 9785445 | COMBO-ELEC-15-45KV- 1200-1999AMPS | 1950-07-01 | 1950-07-01 | WCDXFER
0 | 0 | 0 | 0 | 2024-12-01 | BH Colorado Electric Oper Co | Regulated Electric (122) | WPC Sub 30330 Pueblo Plant 115 | WPC Sub 30330 Pueblo Plant 115 | 135300 | Combo-Elec-15-45kv- 1200-1999amps: 7984104519 | 9974002 | COMBO-ELEC-15-45KV- 1200-1999AMPS | 1950-07-01 | 1950-07-01 | CPR Conversion
0 | 0 | 0 | 0 | 2024-12-01 | BH Colorado Electric Oper Co | Regulated Electric (122) | WPC Sub 30330 Pueblo Plant 115 | WPC Sub 30330 Pueblo Plant 115 | 135300 | Combo-Elec-45-69kv- <= 600amps: 7984106906 | 9697416 | SWITCH,COMBO,ELEC,45001-69K,< | 1950-07-01 | 1950-07-01 | CPR Conversion
0 | 0 | 0 | 0 | 2024-12-01 | BH Colorado Electric Oper Co | Regulated Electric (122) | WPC Sub 30330 Pueblo Plant 115 | WPC Sub 30330 Pueblo Plant 115 | 135300 | Combo-Elec-45-69kv- <= 600amps: 7984106906 | 9974001 | COMBO-ELEC-45-69KV- <= 600AMPS | 1937-07-01 | 1937-07-01 | CPR Conversion
2 | 1365.25 | 1454.2362 | -88.9862 | 2024-12-01 | BH Colorado Electric Oper Co | Regulated Electric (122) | WPC Sub 30330 Pueblo Plant 115 | WPC Sub 30330 Pueblo Plant 115 | 135300 | Combo-Elec-45-69kv- <= 600amps: 7984106906 | 9785437 | SWITCH,COMBO,ELEC,45001-69K,< | 1950-07-01 | 1950-07-01 | WCDXFER
4 | 2783.2 | 2986.5491 | -203.3491 | 2024-12-01 | BH Colorado Electric Oper Co | Regulated Electric (122) | WPC Sub 30330 Pueblo Plant 115 | WPC Sub 30330 Pueblo Plant 115 | 135300 | Combo-Elec-45-69kv- <= 600amps: 7984106906 | 9785438 | COMBO-ELEC-45-69KV- <= 600AMPS | 1937-07-01 | 1937-07-01 | WCDXFER
0 | 0 | 0 | 0 | 2024-12-01 | BH Colorado Electric Oper Co | Regulated Electric (122) | WPC Sub 30330 Pueblo Plant 115 | WPC Sub 30330 Pueblo Plant 115 | 135300 | Combo-Elec-69-170kv- <= 600amps: 7984117006 | 9709875 | COMBO-ELEC-69-170KV- <= 600AMPS | 1950-07-01 | 1950-07-01 | CPR Conversion
1 | 1152.09 | 1227.1825 | -75.0925 | 2024-12-01 | BH Colorado Electric Oper Co | Regulated Electric (122) | WPC Sub 30330 Pueblo Plant 115 | WPC Sub 30330 Pueblo Plant 115 | 135300 | Combo-Elec-69-170kv- <= 600amps: 7984117006 | 9785466 | COMBO-ELEC-69-170KV- <= 600AMPS | 1950-07-01 | 1950-07-01 | WCDXFER
1 | 28479.85 | 4780.2708 | 23699.5792 | 2024-12-01 | BH Colorado Electric Oper Co | Regulated Electric (122) | WPC Sub 30330 Pueblo Plant 115 | WPC Sub 30330 Pueblo Plant 115 | 135300 | Communications Equip Antenna T: | 20438815 | Communications Equip Antenna T | 2016-01-14 | 2016-01-01 | 10050823
-44 | 483.62 | 272.173 | 211.447 | 2024-12-01 | BH Colorado Electric Oper Co | Regulated Electric (122) | WPC Sub 30330 Pueblo Plant 115 | WPC Sub 30330 Pueblo Plant 115 | 135300 | Cond. Control Cable, Other: 0772000000 | 9766908 | COND. CONTROL CABLE-COPPER, OTHER | 1996-07-01 | 1996-07-01 | WCDXFER
0 | 0 | 0 | 0 | 2024-12-01 | BH Colorado Electric Oper Co | Regulated Electric (122) | WPC Sub 30330 Pueblo Plant 115 | WPC Sub 30330 Pueblo Plant 115 | 135300 | Cond. Control Cable, Other: 0772000000 | 9861074 | COND. CONTROL CABLE-COPPER, OTHER | 1996-07-01 | 1996-07-01 | CPR Conversion
0 | 0 | 0 | 0 | 2024-12-01 | BH Colorado Electric Oper Co | Regulated Electric (122) | WPC Sub 30330 Pueblo Plant 115 | WPC Sub 30330 Pueblo Plant 115 | 135300 | Cond. Control Cable-Copper, 4c/6: 0772006000 | 9718341 | COND. CONTROL CABLE-COPPER, 4c/6 | 1996-07-01 | 1996-07-01 | CPR Conversion
2915 | 12843.54 | 7228.1222 | 5615.4178 | 2024-12-01 | BH Colorado Electric Oper Co | Regulated Electric (122) | WPC Sub 30330 Pueblo Plant 115 | WPC Sub 30330 Pueblo Plant 115 | 135300 | Cond. Control Cable-Copper, 4c/6: 0772006000 | 9766906 | COND. CONTROL CABLE-COPPER, 4c/6 | 1996-07-01 | 1996-07-01 | WCDXFER
880 | 3566.47 | 2007.1477 | 1559.3223 | 2024-12-01 | BH Colorado Electric Oper Co | Regulated Electric (122) | WPC Sub 30330 Pueblo Plant 115 | WPC Sub 30330 Pueblo Plant 115 | 135300 | Cond. Control Cable-Copper, 12c/12: 0772012000 | 9702645 | COND. CONTROL CABLE-COPPER, 12c/12 | 1996-07-01 | 1996-07-01 | WCDXFER
0 | 0 | 0 | 0 | 2024-12-01 | BH Colorado Electric Oper Co | Regulated Electric (122) | WPC Sub 30330 Pueblo Plant 115 | WPC Sub 30330 Pueblo Plant 115 | 135300 | Cond. Control Cable-Copper, 12c/12: 0772012000 | 9861071 | COND. CONTROL CABLE-COPPER, 12c/12 | 1996-07-01 | 1996-07-01 | CPR Conversion
0 | 0 | 0 | 0 | 2024-12-01 | BH Colorado Electric Oper Co | Regulated Electric (122) | WPC Sub 30330 Pueblo Plant 115 | WPC Sub 30330 Pueblo Plant 115 | 135300 | Cond. Pwr Cable, Al, 251MCM-795MCM: 0773000795 | 9861075 | COND. PWR CABLE, AL, 251MCM-795MCM | 1996-07-01 | 1996-07-01 | CPR Conversion
912 | 7024.07 | 3953.0251 | 3071.0449 | 2024-12-01 | BH Colorado Electric Oper Co | Regulated Electric (122) | WPC Sub 30330 Pueblo Plant 115 | WPC Sub 30330 Pueblo Plant 115 | 135300 | Cond. Pwr Cable, Al, 251MCM-795MCM: 0773000795 | 9768385 | COND. PWR CABLE, AL, 251MCM-795MCM | 1996-07-01 | 1996-07-01 | WCDXFER
0 | 0 | 0 | 0 | 2024-12-01 | BH Colorado Electric Oper Co | Regulated Electric (122) | WPC Sub 30330 Pueblo Plant 115 | WPC Sub 30330 Pueblo Plant 115 | 135300 | Cond. Pwr Cable, Al, Other: 0773000000 | 9973931 | COND. PWR CABLE, AL, OTHER | 1942-07-01 | 1942-07-01 | CPR Conversion
501 | 7200.06 | 7669.3555 | -469.2955 | 2024-12-01 | BH Colorado Electric Oper Co | Regulated Electric (122) | WPC Sub 30330 Pueblo Plant 115 | WPC Sub 30330 Pueblo Plant 115 | 135300 | Cond. Pwr Cable, Al, Other: 0773000000 | 9766895 | BUS/CNDCTR-PWR CBLE-OTHER | 1950-07-01 | 1950-07-01 | WCDXFER
130 | 466.33 | 262.4425 | 203.8875 | 2024-12-01 | BH Colorado Electric Oper Co | Regulated Electric (122) | WPC Sub 30330 Pueblo Plant 115 | WPC Sub 30330 Pueblo Plant 115 | 135300 | Cond. Pwr Cable, Al, Other: 0773000000 | 9766894 | COND. PWR CABLE, AL, OTHER | 1996-07-01 | 1996-07-01 | WCDXFER
0 | 0 | 0 | 0 | 2024-12-01 | BH Colorado Electric Oper Co | Regulated Electric (122) | WPC Sub 30330 Pueblo Plant 115 | WPC Sub 30330 Pueblo Plant 115 | 135300 | Cond. Pwr Cable, Al, Other: 0773000000 | 9973929 | BUS/CNDCTR-PWR CBLE-OTHER | 1981-07-01 | 1981-07-01 | CPR Conversion
0 | 0 | 0 | 0 | 2024-12-01 | BH Colorado Electric Oper Co | Regulated Electric (122) | WPC Sub 30330 Pueblo Plant 115 | WPC Sub 30330 Pueblo Plant 115 | 135300 | Cond. Pwr Cable, Al, Other: 0773000000 | 9724112 | BUS/CNDCTR-PWR CBLE-OTHER | 1950-07-01 | 1950-07-01 | CPR Conversion
0 | 0 | 0 | 0 | 2024-12-01 | BH Colorado Electric Oper Co | Regulated Electric (122) | WPC Sub 30330 Pueblo Plant 115 | WPC Sub 30330 Pueblo Plant 115 | 135300 | Cond. Pwr Cable, Al, Other: 0773000000 | 9861072 | COND. PWR CABLE, AL, OTHER | 1996-07-01 | 1996-07-01 | CPR Conversion
1 | 2089.23 | 2235.5415 | -146.3115 | 2024-12-01 | BH Colorado Electric Oper Co | Regulated Electric (122) | WPC Sub 30330 Pueblo Plant 115 | WPC Sub 30330 Pueblo Plant 115 | 135300 | Cond. Pwr Cable, Al, Other: 0773000000 | 9766893 | COND. PWR CABLE, AL, OTHER | 1942-07-01 | 1942-07-01 | WCDXFER
1 | 155.32 | 164.125 | -8.805 | 2024-12-01 | BH Colorado Electric Oper Co | Regulated Electric (122) | WPC Sub 30330 Pueblo Plant 115 | WPC Sub 30330 Pueblo Plant 115 | 135300 | Cond. Pwr Cable, Al, Other: 0773000000 | 9766896 | BUS/CNDCTR-PWR CBLE-OTHER | 1964-07-01 | 1964-07-01 | WCDXFER
0 | 0 | 0 | 0 | 2024-12-01 | BH Colorado Electric Oper Co | Regulated Electric (122) | WPC Sub 30330 Pueblo Plant 115 | WPC Sub 30330 Pueblo Plant 115 | 135300 | Cond. Pwr Cable, Al, Other: 0773000000 | 9973930 | BUS/CNDCTR-PWR CBLE-OTHER | 1964-07-01 | 1964-07-01 | CPR Conversion
1 | 19098.93 | 16405.6783 | 2693.2517 | 2024-12-01 | BH Colorado Electric Oper Co | Regulated Electric (122) | WPC Sub 30330 Pueblo Plant 115 | WPC Sub 30330 Pueblo Plant 115 | 135300 | Cond. Pwr Cable, Al, Other: 0773000000 | 9766897 | BUS/CNDCTR-PWR CBLE-OTHER | 1981-07-01 | 1981-07-01 | WCDXFER
0 | 0 | 0 | 0 | 2024-12-01 | BH Colorado Electric Oper Co | Regulated Electric (122) | WPC Sub 30330 Pueblo Plant 115 | WPC Sub 30330 Pueblo Plant 115 | 135300 | Conduit, Not Encsd Pvc 3"-4": 1822104000 | 9861076 | CONDUIT-NOT ENCD, PVC-3"-4" | 1996-07-01 | 1996-07-01 | CPR Conversion
100 | 291.62 | 164.1187 | 127.5013 | 2024-12-01 | BH Colorado Electric Oper Co | Regulated Electric (122) | WPC Sub 30330 Pueblo Plant 115 | WPC Sub 30330 Pueblo Plant 115 | 135300 | Conduit, Not Encsd Pvc 3"-4": 1822104000 | 9769128 | CONDUIT-NOT ENCD, PVC-3"-4" | 1996-07-01 | 1996-07-01 | WCDXFER
125 | 355.51 | 380.4068 | -24.8968 | 2024-12-01 | BH Colorado Electric Oper Co | Regulated Electric (122) | WPC Sub 30330 Pueblo Plant 115 | WPC Sub 30330 Pueblo Plant 115 | 135300 | Conduit, Not Encsd Plastic >4"- 6": 1822106000 | 9769125 | CONDUIT-NOT ENC COND-PLS->4"- 6" | 1942-07-01 | 1942-07-01 | WCDXFER
0 | 0 | 0 | 0 | 2024-12-01 | BH Colorado Electric Oper Co | Regulated Electric (122) | WPC Sub 30330 Pueblo Plant 115 | WPC Sub 30330 Pueblo Plant 115 | 135300 | Conduit, Not Encsd Plastic >4"- 6": 1822106000 | 9697415 | CONDUIT-NOT ENC COND-PLS->4"- 6" | 1942-07-01 | 1942-07-01 | CPR Conversion
0 | 0 | 0 | 0 | 2024-12-01 | BH Colorado Electric Oper Co | Regulated Electric (122) | WPC Sub 30330 Pueblo Plant 115 | WPC Sub 30330 Pueblo Plant 115 | 135300 | Conduit, Not Encsd Pvc Under 3": 1822102000 | 9861077 | CONDUIT, NOT ENCD-PVC-UNDR 3" | 1996-07-01 | 1996-07-01 | CPR Conversion
460 | 1108.21 | 623.6814 | 484.5286 | 2024-12-01 | BH Colorado Electric Oper Co | Regulated Electric (122) | WPC Sub 30330 Pueblo Plant 115 | WPC Sub 30330 Pueblo Plant 115 | 135300 | Conduit, Not Encsd Pvc Under 3": 1822102000 | 9769135 | CONDUIT, NOT ENCD-PVC-UNDR 3" | 1996-07-01 | 1996-07-01 | WCDXFER
40 | 134.19 | 143.5875 | -9.3975 | 2024-12-01 | BH Colorado Electric Oper Co | Regulated Electric (122) | WPC Sub 30330 Pueblo Plant 115 | WPC Sub 30330 Pueblo Plant 115 | 135300 | Conduit, Not Encsd Steel >4"-6": 1822206000 | 9769340 | CONDUIT, NOT ENCD-STL->4"-6" | 1942-07-01 | 1942-07-01 | WCDXFER
0 | 0 | 0 | 0 | 2024-12-01 | BH Colorado Electric Oper Co | Regulated Electric (122) | WPC Sub 30330 Pueblo Plant 115 | WPC Sub 30330 Pueblo Plant 115 | 135300 | Conduit, Not Encsd Steel >4"-6": 1822206000 | 9724113 | CONDUIT, NOT ENCD-STL->4"-6" | 1942-07-01 | 1942-07-01 | CPR Conversion
0 | 0 | 0 | 0 | 2024-12-01 | BH Colorado Electric Oper Co | Regulated Electric (122) | WPC Sub 30330 Pueblo Plant 115 | WPC Sub 30330 Pueblo Plant 115 | 135300 | Conduit, Not Encsd Steel 3"-4": 1822204000 | 9973943 | CONDUIT-NOT ENCD, STL-3"-4" | 1936-07-01 | 1936-07-01 | CPR Conversion
200 | 250 | 268.4174 | -18.4174 | 2024-12-01 | BH Colorado Electric Oper Co | Regulated Electric (122) | WPC Sub 30330 Pueblo Plant 115 | WPC Sub 30330 Pueblo Plant 115 | 135300 | Conduit, Not Encsd Steel 3"-4": 1822204000 | 9769341 | CONDUIT-NOT ENCD, STL-3"-4" | 1936-07-01 | 1936-07-01 | WCDXFER
140 | 127 | 136.356 | -9.356 | 2024-12-01 | BH Colorado Electric Oper Co | Regulated Electric (122) | WPC Sub 30330 Pueblo Plant 115 | WPC Sub 30330 Pueblo Plant 115 | 135300 | Conduit, Not Encsd Steel Undr 3": 1822202000 | 9769343 | CONDUIT, NOT ENCD-STL-UNDR 3" | 1936-07-01 | 1936-07-01 | WCDXFER
120 | 513.38 | 546.8418 | -33.4618 | 2024-12-01 | BH Colorado Electric Oper Co | Regulated Electric (122) | WPC Sub 30330 Pueblo Plant 115 | WPC Sub 30330 Pueblo Plant 115 | 135300 | Conduit, Not Encsd Steel Undr 3": 1822202000 | 9769344 | CONDUIT, NOT ENCD-STL-UNDR 3" | 1950-07-01 | 1950-07-01 | WCDXFER
0 | 0 | 0 | 0 | 2024-12-01 | BH Colorado Electric Oper Co | Regulated Electric (122) | WPC Sub 30330 Pueblo Plant 115 | WPC Sub 30330 Pueblo Plant 115 | 135300 | Conduit, Not Encsd Steel Undr 3": 1822202000 | 9861070 | CONDUIT, NOT ENCD-STL-UNDR 3" | 1996-07-01 | 1996-07-01 | CPR Conversion
70 | 247.08 | 139.0524 | 108.0276 | 2024-12-01 | BH Colorado Electric Oper Co | Regulated Electric (122) | WPC Sub 30330 Pueblo Plant 115 | WPC Sub 30330 Pueblo Plant 115 | 135300 | Conduit, Not Encsd Steel Undr 3": 1822202000 | 9769346 | CONDUIT, NOT ENCD-STL-UNDR 3" | 1996-07-01 | 1996-07-01 | WCDXFER
160 | 38.55 | 40.6886 | -2.1386 | 2024-12-01 | BH Colorado Electric Oper Co | Regulated Electric (122) | WPC Sub 30330 Pueblo Plant 115 | WPC Sub 30330 Pueblo Plant 115 | 135300 | Conduit, Not Encsd Steel Undr 3": 1822202000 | 9769345 | CONDUIT, NOT ENCD-STL-UNDR 3" | 1966-07-01 | 1966-07-01 | WCDXFER
0 | 0 | 0 | 0 | 2024-12-01 | BH Colorado Electric Oper Co | Regulated Electric (122) | WPC Sub 30330 Pueblo Plant 115 | WPC Sub 30330 Pueblo Plant 115 | 135300 | Conduit, Not Encsd Steel Undr 3": 1822202000 | 9701171 | CONDUIT, NOT ENCD-STL-UNDR 3" | 1936-07-01 | 1936-07-01 | CPR Conversion
0 | 0 | 0 | 0 | 2024-12-01 | BH Colorado Electric Oper Co | Regulated Electric (122) | WPC Sub 30330 Pueblo Plant 115 | WPC Sub 30330 Pueblo Plant 115 | 135300 | Conduit, Not Encsd Steel Undr 3": 1822202000 | 9973945 | CONDUIT, NOT ENCD-STL-UNDR 3" | 1950-07-01 | 1950-07-01 | CPR Conversion
0 | 0 | 0 | 0 | 2024-12-01 | BH Colorado Electric Oper Co | Regulated Electric (122) | WPC Sub 30330 Pueblo Plant 115 | WPC Sub 30330 Pueblo Plant 115 | 135300 | Conduit, Not Encsd Steel Undr 3": 1822202000 | 9973944 | CONDUIT, NOT ENCD-STL-UNDR 3" | 1966-07-01 | 1966-07-01 | CPR Conversion
6 | 14048.95 | 7906.5062 | 6142.4438 | 2024-12-01 | BH Colorado Electric Oper Co | Regulated Electric (122) | WPC Sub 30330 Pueblo Plant 115 | WPC Sub 30330 Pueblo Plant 115 | 135300 | Ctrl Cub-Relay-Feedr-Bus Diff: 1962220000 | 9769338 | CTRL CUB-RELAY-FEEDR-BUS DIFF | 1996-07-01 | 1996-07-01 | WCDXFER
0 | 0 | 0 | 0 | 2024-12-01 | BH Colorado Electric Oper Co | Regulated Electric (122) | WPC Sub 30330 Pueblo Plant 115 | WPC Sub 30330 Pueblo Plant 115 | 135300 | Ctrl Cub-Relay-Feedr-Bus Diff: 1962220000 | 9861067 | CTRL CUB-RELAY-FEEDR-BUS DIFF | 1996-07-01 | 1996-07-01 | CPR Conversion
8 | 7179.08 | 1204.9904 | 5974.0896 | 2024-12-01 | BH Colorado Electric Oper Co | Regulated Electric (122) | WPC Sub 30330 Pueblo Plant 115 | WPC Sub 30330 Pueblo Plant 115 | 135300 | EQUIPMENT RACK/SHELF: 8191015000 | 20438824 | EQUIPMENT RACK/SHELF | 2016-01-14 | 2016-01-01 | 10050823
0 | 0 | 0 | 0 | 2024-12-01 | BH Colorado Electric Oper Co | Regulated Electric (122) | WPC Sub 30330 Pueblo Plant 115 | WPC Sub 30330 Pueblo Plant 115 | 135300 | Estimated Additions: 0010000000 | 9995425 | Security Pueblo Plnt Trans Sub | 2005-07-07 | 2005-11-01 | 10017402
0 | 0 | 0 | 0 | 2024-12-01 | BH Colorado Electric Oper Co | Regulated Electric (122) | WPC Sub 30330 Pueblo Plant 115 | WPC Sub 30330 Pueblo Plant 115 | 135300 | Estimated Additions: 0010000000 | 9813336 | Inv Carriers Pueblo | 2002-12-12 | 2002-12-01 | 10012714
0 | 0 | 0 | 0 | 2024-12-01 | BH Colorado Electric Oper Co | Regulated Electric (122) | WPC Sub 30330 Pueblo Plant 115 | WPC Sub 30330 Pueblo Plant 115 | 135300 | Estimated Additions: 0010000000 | 28413204 | Replace existing door and/or locking mechanisms for Pueblo Plant Substation to allow for compliance with NERC CIP Low Impact Standards | 2019-12-16 | 2019-12-01 | 10068558
0 | 0 | 0 | 0 | 2024-12-01 | BH Colorado Electric Oper Co | Regulated Electric (122) | WPC Sub 30330 Pueblo Plant 115 | WPC Sub 30330 Pueblo Plant 115 | 135300 | Estimated Additions: 0010000000 | 29646564 | Replace existing door and/or locking mechanisms for Pueblo Plant Substation to allow for compliance with NERC CIP Low Impact Standards | 2019-12-16 | 2020-07-01 | 10068558
0 | 0 | 0 | 0 | 2024-12-01 | BH Colorado Electric Oper Co | Regulated Electric (122) | WPC Sub 30330 Pueblo Plant 115 | WPC Sub 30330 Pueblo Plant 115 | 135300 | Estimated Additions: 0010000000 | 27490907 | Replace 115kV bushings on breaker CB 115-2 at Pueblo Substation. | 2018-05-07 | 2019-07-01 | 10057840
0 | 0 | 0 | 0 | 2024-12-01 | BH Colorado Electric Oper Co | Regulated Electric (122) | WPC Sub 30330 Pueblo Plant 115 | WPC Sub 30330 Pueblo Plant 115 | 135300 | Estimated Additions: 0010000000 | 12279535 | P PLANT 14 SUB BUSHING/BATT | 2013-12-15 | 2014-01-01 | 10048674
0 | 0 | 0 | 0 | 2024-12-01 | BH Colorado Electric Oper Co | Regulated Electric (122) | WPC Sub 30330 Pueblo Plant 115 | WPC Sub 30330 Pueblo Plant 115 | 135300 | Estimated Additions: 0010000000 | 13575999 | Pueblo 115kV Substation Power Transformer replacement | 2015-09-01 | 2015-09-01 | 10050591
0 | 0 | 0 | 0 | 2024-12-01 | BH Colorado Electric Oper Co | Regulated Electric (122) | WPC Sub 30330 Pueblo Plant 115 | WPC Sub 30330 Pueblo Plant 115 | 135300 | Estimated Additions: 0010000000 | 14696718 | Pueblo Protection and Contol Relaying communications for substations. | 2016-01-14 | 2016-04-01 | 10050823
0 | 0 | 0 | 0 | 2024-12-01 | BH Colorado Electric Oper Co | Regulated Electric (122) | WPC Sub 30330 Pueblo Plant 115 | WPC Sub 30330 Pueblo Plant 115 | 135300 | Estimated Additions: 0010000000 | 9748745 | Security Pueblo Plnt Trans Sub | 2005-07-07 | 2006-10-01 | 10017402
0 | 0 | 0 | 0 | 2024-12-01 | BH Colorado Electric Oper Co | Regulated Electric (122) | WPC Sub 30330 Pueblo Plant 115 | WPC Sub 30330 Pueblo Plant 115 | 135300 | Estimated Additions: 0010000000 | 28830367 | Replace existing door and/or locking mechanisms for Pueblo Plant Substation to allow for compliance with NERC CIP Low Impact Standards | 2019-12-16 | 2020-01-01 | 10068558
0 | 0 | 0 | 0 | 2024-12-01 | BH Colorado Electric Oper Co | Regulated Electric (122) | WPC Sub 30330 Pueblo Plant 115 | WPC Sub 30330 Pueblo Plant 115 | 135300 | Estimated Additions: 0010000000 | 21270116 | This is a relay control panel upgrade project, that we will be removing 1 relay control panel with obsolete electro-mechanical relaying, solid state relaying, and first generation microprocessor relaying at the Pueblo Plant Substation for the Reader line | 2017-11-15 | 2018-03-01 | 10055945
0 | 0 | 0 | 0 | 2024-12-01 | BH Colorado Electric Oper Co | Regulated Electric (122) | WPC Sub 30330 Pueblo Plant 115 | WPC Sub 30330 Pueblo Plant 115 | 135300 | Estimated Additions: 0010000000 | 30015808 | Replacing the battery bank, rack, spill containment, charger and enclosure at Pueblo Plant Sub. Additionally, we will be adding a manual transfer switch. | 2020-09-11 | 2020-09-01 | 10070111
0 | 0 | 0 | 0 | 2024-12-01 | BH Colorado Electric Oper Co | Regulated Electric (122) | WPC Sub 30330 Pueblo Plant 115 | WPC Sub 30330 Pueblo Plant 115 | 135300 | Estimated Additions: 0010000000 | 30301186 | Replacing the battery bank, rack, spill containment, charger and enclosure at Pueblo Plant Sub. Additionally, we will be adding a manual transfer switch. | 2020-09-11 | 2020-11-01 | 10070111
0 | 0 | 0 | 0 | 2024-12-01 | BH Colorado Electric Oper Co | Regulated Electric (122) | WPC Sub 30330 Pueblo Plant 115 | WPC Sub 30330 Pueblo Plant 115 | 135300 | Estimated Additions: 0010000000 | 12422977 | P PLANT 14 SUB BUSHING/BATT | 2013-12-15 | 2014-04-01 | 10048674
0 | 0 | 0 | 0 | 2024-12-01 | BH Colorado Electric Oper Co | Regulated Electric (122) | WPC Sub 30330 Pueblo Plant 115 | WPC Sub 30330 Pueblo Plant 115 | 135300 | Fence: 3220000000 | 9973937 | FENCES, CHAIN LINK | 1936-07-01 | 1936-07-01 | CPR Conversion
250 | 1146.37 | 1230.8225 | -84.4525 | 2024-12-01 | BH Colorado Electric Oper Co | Regulated Electric (122) | WPC Sub 30330 Pueblo Plant 115 | WPC Sub 30330 Pueblo Plant 115 | 135300 | Fence: 3220000000 | 9769358 | FENCES, CHAIN LINK | 1936-07-01 | 1936-07-01 | WCDXFER
0 | 0 | 0 | 0 | 2024-12-01 | BH Colorado Electric Oper Co | Regulated Electric (122) | WPC Sub 30330 Pueblo Plant 115 | WPC Sub 30330 Pueblo Plant 115 | 135300 | Fence: 3220000000 | 9706622 | FENCE | 1989-07-01 | 1989-07-01 | CPR Conversion
1 | 847.49 | 902.7289 | -55.2389 | 2024-12-01 | BH Colorado Electric Oper Co | Regulated Electric (122) | WPC Sub 30330 Pueblo Plant 115 | WPC Sub 30330 Pueblo Plant 115 | 135300 | Fence: 3220000000 | 9769359 | FENCES, CHAIN LINK | 1950-07-01 | 1950-07-01 | WCDXFER
0 | 0 | 0 | 0 | 2024-12-01 | BH Colorado Electric Oper Co | Regulated Electric (122) | WPC Sub 30330 Pueblo Plant 115 | WPC Sub 30330 Pueblo Plant 115 | 135300 | Fence: 3220000000 | 9973936 | FENCES, CHAIN LINK | 1950-07-01 | 1950-07-01 | CPR Conversion
65 | 3696.5 | 2591.2835 | 1105.2165 | 2024-12-01 | BH Colorado Electric Oper Co | Regulated Electric (122) | WPC Sub 30330 Pueblo Plant 115 | WPC Sub 30330 Pueblo Plant 115 | 135300 | Fence: 3220000000 | 9769360 | FENCE | 1989-07-01 | 1989-07-01 | WCDXFER
1 | 5653.13 | 948.8636 | 4704.2664 | 2024-12-01 | BH Colorado Electric Oper Co | Regulated Electric (122) | WPC Sub 30330 Pueblo Plant 115 | WPC Sub 30330 Pueblo Plant 115 | 135300 | FIBER OPTIC OPTICAL INTERFACE : 8191015100 | 20438827 | FIBER OPTIC OPTICAL INTERFACE CONVERTER | 2016-01-14 | 2016-01-01 | 10050823
1 | 1777.55 | 1902.0341 | -124.4841 | 2024-12-01 | BH Colorado Electric Oper Co | Regulated Electric (122) | WPC Sub 30330 Pueblo Plant 115 | WPC Sub 30330 Pueblo Plant 115 | 135300 | Foundation: 6210000000 | 9778074 | FOUNDATION | 1942-07-01 | 1942-07-01 | WCDXFER
0 | 0 | 0 | 0 | 2024-12-01 | BH Colorado Electric Oper Co | Regulated Electric (122) | WPC Sub 30330 Pueblo Plant 115 | WPC Sub 30330 Pueblo Plant 115 | 135300 | Foundation: 6210000000 | 9973938 | FOUNDATION | 1942-07-01 | 1942-07-01 | CPR Conversion
0 | 0 | 0 | 0 | 2024-12-01 | BH Colorado Electric Oper Co | Regulated Electric (122) | WPC Sub 30330 Pueblo Plant 115 | WPC Sub 30330 Pueblo Plant 115 | 135300 | Foundation: 6210000000 | 9973935 | FOUNDATION | 1964-07-01 | 1964-07-01 | CPR Conversion
0 | 0 | 0 | 0 | 2024-12-01 | BH Colorado Electric Oper Co | Regulated Electric (122) | WPC Sub 30330 Pueblo Plant 115 | WPC Sub 30330 Pueblo Plant 115 | 135300 | Foundation: 6210000000 | 9861065 | FOUNDATION | 1996-07-01 | 1996-07-01 | CPR Conversion
1 | 19940.82 | 11222.3487 | 8718.4713 | 2024-12-01 | BH Colorado Electric Oper Co | Regulated Electric (122) | WPC Sub 30330 Pueblo Plant 115 | WPC Sub 30330 Pueblo Plant 115 | 135300 | Foundation: 6210000000 | 9778076 | FOUNDATION | 1996-07-01 | 1996-07-01 | WCDXFER
1 | 208.18 | 219.9816 | -11.8016 | 2024-12-01 | BH Colorado Electric Oper Co | Regulated Electric (122) | WPC Sub 30330 Pueblo Plant 115 | WPC Sub 30330 Pueblo Plant 115 | 135300 | Foundation: 6210000000 | 9778075 | FOUNDATION | 1964-07-01 | 1964-07-01 | WCDXFER
1 | 9271.01 | 2288.4053 | 6982.6047 | 2024-12-01 | BH Colorado Electric Oper Co | Regulated Electric (122) | WPC Sub 30330 Pueblo Plant 115 | WPC Sub 30330 Pueblo Plant 115 | 135300 | GARAGE: 0630000008 | 11721843 | GARAGE DOOR | 2012-01-25 | 2012-11-01 | 10041037
3 | 97 | 104.0871 | -7.0871 | 2024-12-01 | BH Colorado Electric Oper Co | Regulated Electric (122) | WPC Sub 30330 Pueblo Plant 115 | WPC Sub 30330 Pueblo Plant 115 | 135300 | Grounding Systems, Station: 3920000000 | 9769351 | GROUNDING SYSTEMS, STATION | 1937-07-01 | 1937-07-01 | WCDXFER
0 | 0 | 0 | 0 | 2024-12-01 | BH Colorado Electric Oper Co | Regulated Electric (122) | WPC Sub 30330 Pueblo Plant 115 | WPC Sub 30330 Pueblo Plant 115 | 135300 | Grounding Systems, Station: 3920000000 | 9728051 | GROUNDING SYSTEMS, STATION | 1937-07-01 | 1937-07-01 | CPR Conversion
4 | 2191.12 | 1233.1245 | 957.9955 | 2024-12-01 | BH Colorado Electric Oper Co | Regulated Electric (122) | WPC Sub 30330 Pueblo Plant 115 | WPC Sub 30330 Pueblo Plant 115 | 135300 | Insulators-Post-69kv: 4272069000 | 9769348 | INSULATORS-POST-69KV | 1996-07-01 | 1996-07-01 | WCDXFER
0 | 0 | 0 | 0 | 2024-12-01 | BH Colorado Electric Oper Co | Regulated Electric (122) | WPC Sub 30330 Pueblo Plant 115 | WPC Sub 30330 Pueblo Plant 115 | 135300 | Insulators-Post-69kv: 4272069000 | 9861073 | INSULATORS-POST-69KV | 1996-07-01 | 1996-07-01 | CPR Conversion
1 | 7707.16 | 8274.9425 | -567.7825 | 2024-12-01 | BH Colorado Electric Oper Co | Regulated Electric (122) | WPC Sub 30330 Pueblo Plant 115 | WPC Sub 30330 Pueblo Plant 115 | 135300 | Low Profile Struct-Bus Support-1ph: 7841010000 | 9780226 | LOW PROFILE STRUCT-BUS SUPPORT-1PH | 1936-07-01 | 1936-07-01 | WCDXFER
1 | 1453.88 | 818.2185 | 635.6615 | 2024-12-01 | BH Colorado Electric Oper Co | Regulated Electric (122) | WPC Sub 30330 Pueblo Plant 115 | WPC Sub 30330 Pueblo Plant 115 | 135300 | Low Profile Struct-Bus Support-1ph: 7841010000 | 9780227 | LOW PROFILE STRUCT-BUS SUPPORT-1PH | 1996-07-01 | 1996-07-01 | WCDXFER
0 | 0 | 0 | 0 | 2024-12-01 | BH Colorado Electric Oper Co | Regulated Electric (122) | WPC Sub 30330 Pueblo Plant 115 | WPC Sub 30330 Pueblo Plant 115 | 135300 | Low Profile Struct-Bus Support-1ph: 7841010000 | 9724111 | LOW PROFILE STRUCT-BUS SUPPORT-1PH | 1936-07-01 | 1936-07-01 | CPR Conversion
0 | 0 | 0 | 0 | 2024-12-01 | BH Colorado Electric Oper Co | Regulated Electric (122) | WPC Sub 30330 Pueblo Plant 115 | WPC Sub 30330 Pueblo Plant 115 | 135300 | Low Profile Struct-Bus Support-1ph: 7841010000 | 9974011 | STRUC/OUTDR-LOW-BUS SUPPORT-1 | 1950-07-01 | 1950-07-01 | CPR Conversion
0 | 0 | 0 | 0 | 2024-12-01 | BH Colorado Electric Oper Co | Regulated Electric (122) | WPC Sub 30330 Pueblo Plant 115 | WPC Sub 30330 Pueblo Plant 115 | 135300 | Low Profile Struct-Bus Support-1ph: 7841010000 | 9974010 | STRUC/OUTDR-LOW-BUS SUPPORT-1 | 1981-07-01 | 1981-07-01 | CPR Conversion
0 | 0 | 0 | 0 | 2024-12-01 | BH Colorado Electric Oper Co | Regulated Electric (122) | WPC Sub 30330 Pueblo Plant 115 | WPC Sub 30330 Pueblo Plant 115 | 135300 | Low Profile Struct-Bus Support-1ph: 7841010000 | 9974009 | STRUC/OUTDR-LOW-BUS SUPPORT-1 | 1966-07-01 | 1966-07-01 | CPR Conversion
1 | 4894.69 | 4204.4612 | 690.2288 | 2024-12-01 | BH Colorado Electric Oper Co | Regulated Electric (122) | WPC Sub 30330 Pueblo Plant 115 | WPC Sub 30330 Pueblo Plant 115 | 135300 | Low Profile Struct-Bus Support-1ph: 7841010000 | 9780225 | STRUC/OUTDR-LOW-BUS SUPPORT-1 | 1981-07-01 | 1981-07-01 | WCDXFER
0 | 0 | 0 | 0 | 2024-12-01 | BH Colorado Electric Oper Co | Regulated Electric (122) | WPC Sub 30330 Pueblo Plant 115 | WPC Sub 30330 Pueblo Plant 115 | 135300 | Low Profile Struct-Bus Support-1ph: 7841010000 | 9861063 | LOW PROFILE STRUCT-BUS SUPPORT-1PH | 1996-07-01 | 1996-07-01 | CPR Conversion
1 | 3868 | 4150.608 | -282.608 | 2024-12-01 | BH Colorado Electric Oper Co | Regulated Electric (122) | WPC Sub 30330 Pueblo Plant 115 | WPC Sub 30330 Pueblo Plant 115 | 135300 | Low Profile Struct-Bus Support-1ph: 7841010000 | 9694820 | STRUC/OUTDR-LOW-BUS SUPPORT-1 | 1937-07-01 | 1937-07-01 | WCDXFER
1 | 1111.61 | 1173.278 | -61.668 | 2024-12-01 | BH Colorado Electric Oper Co | Regulated Electric (122) | WPC Sub 30330 Pueblo Plant 115 | WPC Sub 30330 Pueblo Plant 115 | 135300 | Low Profile Struct-Bus Support-1ph: 7841010000 | 9780224 | STRUC/OUTDR-LOW-BUS SUPPORT-1 | 1966-07-01 | 1966-07-01 | WCDXFER
0 | 0 | 0 | 0 | 2024-12-01 | BH Colorado Electric Oper Co | Regulated Electric (122) | WPC Sub 30330 Pueblo Plant 115 | WPC Sub 30330 Pueblo Plant 115 | 135300 | Low Profile Struct-Bus Support-1ph: 7841010000 | 9974012 | STRUC/OUTDR-LOW-BUS SUPPORT-1 | 1937-07-01 | 1937-07-01 | CPR Conversion
1 | 26101.4 | 27802.6733 | -1701.2733 | 2024-12-01 | BH Colorado Electric Oper Co | Regulated Electric (122) | WPC Sub 30330 Pueblo Plant 115 | WPC Sub 30330 Pueblo Plant 115 | 135300 | Low Profile Struct-Bus Support-1ph: 7841010000 | 9780223 | STRUC/OUTDR-LOW-BUS SUPPORT-1 | 1950-07-01 | 1950-07-01 | WCDXFER
0 | 0 | 0 | 0 | 2024-12-01 | BH Colorado Electric Oper Co | Regulated Electric (122) | WPC Sub 30330 Pueblo Plant 115 | WPC Sub 30330 Pueblo Plant 115 | 135300 | Manhole: 4831000000 | 9973934 | MANHOLE | 1942-07-01 | 1942-07-01 | CPR Conversion
1 | 888.77 | 951.0117 | -62.2417 | 2024-12-01 | BH Colorado Electric Oper Co | Regulated Electric (122) | WPC Sub 30330 Pueblo Plant 115 | WPC Sub 30330 Pueblo Plant 115 | 135300 | Manhole: 4831000000 | 9769417 | MANHOLE | 1942-07-01 | 1942-07-01 | WCDXFER
0 | 0 | 0 | 0 | 2024-12-01 | BH Colorado Electric Oper Co | Regulated Electric (122) | WPC Sub 30330 Pueblo Plant 115 | WPC Sub 30330 Pueblo Plant 115 | 135300 | Microwave Fixed Station Units: 6308000000 | 9973987 | RADIO EQ, MICROWAVE FIXED STA | 1977-07-01 | 1977-07-01 | CPR Conversion
0 | 0 | 0 | 0 | 2024-12-01 | BH Colorado Electric Oper Co | Regulated Electric (122) | WPC Sub 30330 Pueblo Plant 115 | WPC Sub 30330 Pueblo Plant 115 | 135300 | Microwave Fixed Station Units: 6308000000 | 9973988 | MICROWAVE FIXED STATION UNITS | 1976-07-01 | 1976-07-01 | CPR Conversion
0 | 0 | 0 | 0 | 2024-12-01 | BH Colorado Electric Oper Co | Regulated Electric (122) | WPC Sub 30330 Pueblo Plant 115 | WPC Sub 30330 Pueblo Plant 115 | 135300 | Microwave Fixed Station Units: 6308000000 | 9778081 | RADIO EQ, MICROWAVE FIXED STA | 1977-07-01 | 1977-07-01 | WCDXFER
0 | 0 | 0 | 0 | 2024-12-01 | BH Colorado Electric Oper Co | Regulated Electric (122) | WPC Sub 30330 Pueblo Plant 115 | WPC Sub 30330 Pueblo Plant 115 | 135300 | Microwave Fixed Station Units: 6308000000 | 9778082 | MICROWAVE FIXED STATION UNITS | 1976-07-01 | 1976-07-01 | WCDXFER
1 | 95563.3 | 16040.0581 | 79523.2419 | 2024-12-01 | BH Colorado Electric Oper Co | Regulated Electric (122) | WPC Sub 30330 Pueblo Plant 115 | WPC Sub 30330 Pueblo Plant 115 | 135300 | Microwave Fixed Station Units: 6308000000 | 20438839 | Microwave Fixed Station Units | 2016-01-14 | 2016-04-01 | 10050823
4 | 12020.85 | 5340.8893 | 6679.9607 | 2024-12-01 | BH Colorado Electric Oper Co | Regulated Electric (122) | WPC Sub 30330 Pueblo Plant 115 | WPC Sub 30330 Pueblo Plant 115 | 135300 | Misc. Radio Communication Eqmt.: 6300000000 | 12818458 | MISC. RADIO COMMUNICATION EQMT. | 2002-12-12 | 2002-12-01 | 50507XFER
0 | 0 | 0 | 0 | 2024-12-01 | BH Colorado Electric Oper Co | Regulated Electric (122) | WPC Sub 30330 Pueblo Plant 115 | WPC Sub 30330 Pueblo Plant 115 | 135300 | Miscellaneous Testing Eq: 4411900000 | 9973989 | MISCELLANEOUS TESTING EQ | 1976-07-01 | 1976-07-01 | CPR Conversion
0 | 0 | 0 | 0 | 2024-12-01 | BH Colorado Electric Oper Co | Regulated Electric (122) | WPC Sub 30330 Pueblo Plant 115 | WPC Sub 30330 Pueblo Plant 115 | 135300 | Miscellaneous Testing Eq: 4411900000 | 9769347 | MISCELLANEOUS TESTING EQ | 1976-07-01 | 1976-07-01 | WCDXFER
3 | 398099.48 | 66819.9905 | 331279.4895 | 2024-12-01 | BH Colorado Electric Oper Co | Regulated Electric (122) | WPC Sub 30330 Pueblo Plant 115 | WPC Sub 30330 Pueblo Plant 115 | 135300 | Multiplex System: 6305000000 | 20438836 | Multiplex System | 2016-01-14 | 2016-04-01 | 10050823
0 | 0 | 0 | 0 | 2024-12-01 | BH Colorado Electric Oper Co | Regulated Electric (122) | WPC Sub 30330 Pueblo Plant 115 | WPC Sub 30330 Pueblo Plant 115 | 135300 | Operation Center - Tanks: 7704770000 | 9706624 | OPERATION CENTER - TANKS | 1945-07-01 | 1945-07-01 | CPR Conversion
2 | 420.68 | 449.37 | -28.69 | 2024-12-01 | BH Colorado Electric Oper Co | Regulated Electric (122) | WPC Sub 30330 Pueblo Plant 115 | WPC Sub 30330 Pueblo Plant 115 | 135300 | Operation Center - Tanks: 7704770000 | 9780239 | OPERATION CENTER - TANKS | 1945-07-01 | 1945-07-01 | WCDXFER
0 | 0 | 0 | 0 | 2024-12-01 | BH Colorado Electric Oper Co | Regulated Electric (122) | WPC Sub 30330 Pueblo Plant 115 | WPC Sub 30330 Pueblo Plant 115 | 135300 | Panel - Line: 5950300000 | 9973941 | PANELS, LINE PANEL | 1942-07-01 | 1942-07-01 | CPR Conversion
0 | 0 | 0 | 0 | 2024-12-01 | BH Colorado Electric Oper Co | Regulated Electric (122) | WPC Sub 30330 Pueblo Plant 115 | WPC Sub 30330 Pueblo Plant 115 | 135300 | Panel - Line: 5950300000 | 9769412 | PANELS, LINE PANEL | 1950-07-01 | 1950-07-01 | WCDXFER
0 | 0.01 | 0.010737 | -0.00073669 | 2024-12-01 | BH Colorado Electric Oper Co | Regulated Electric (122) | WPC Sub 30330 Pueblo Plant 115 | WPC Sub 30330 Pueblo Plant 115 | 135300 | Panel - Line: 5950300000 | 9769413 | LINE PANEL | 1936-07-01 | 1936-07-01 | WCDXFER
0 | 0 | 0 | 0 | 2024-12-01 | BH Colorado Electric Oper Co | Regulated Electric (122) | WPC Sub 30330 Pueblo Plant 115 | WPC Sub 30330 Pueblo Plant 115 | 135300 | Panel - Line: 5950300000 | 9973942 | LINE PANEL | 1936-07-01 | 1936-07-01 | CPR Conversion
2 | 1247.84 | 1335.2278 | -87.3878 | 2024-12-01 | BH Colorado Electric Oper Co | Regulated Electric (122) | WPC Sub 30330 Pueblo Plant 115 | WPC Sub 30330 Pueblo Plant 115 | 135300 | Panel - Line: 5950300000 | 9769411 | PANELS, LINE PANEL | 1942-07-01 | 1942-07-01 | WCDXFER
0 | 0 | 0 | 0 | 2024-12-01 | BH Colorado Electric Oper Co | Regulated Electric (122) | WPC Sub 30330 Pueblo Plant 115 | WPC Sub 30330 Pueblo Plant 115 | 135300 | Panel - Line: 5950300000 | 9973940 | PANELS, LINE PANEL | 1950-07-01 | 1950-07-01 | CPR Conversion
1 | 75812.08 | 11227.8229 | 64584.2571 | 2024-12-01 | BH Colorado Electric Oper Co | Regulated Electric (122) | WPC Sub 30330 Pueblo Plant 115 | WPC Sub 30330 Pueblo Plant 115 | 135300 | Panel - Relay: 5950300003 | 26744595 | Panel - Relay | 2017-11-15 | 2018-03-01 | 10055945
0 | 0 | 0 | 0 | 2024-12-01 | BH Colorado Electric Oper Co | Regulated Electric (122) | WPC Sub 30330 Pueblo Plant 115 | WPC Sub 30330 Pueblo Plant 115 | 135300 | Panel - Transformer Differential: 5950200000 | 9861066 | TRANSFORMER DIFFERENTIAL PANEL | 1996-07-01 | 1996-07-01 | CPR Conversion
1 | 40562.58 | 22827.9187 | 17734.6613 | 2024-12-01 | BH Colorado Electric Oper Co | Regulated Electric (122) | WPC Sub 30330 Pueblo Plant 115 | WPC Sub 30330 Pueblo Plant 115 | 135300 | Panel - Transformer Differential: 5950200000 | 9702690 | TRANSFORMER DIFFERENTIAL PANEL | 1996-07-01 | 1996-07-01 | WCDXFER
1 | 9037.33 | 4015.305 | 5022.025 | 2024-12-01 | BH Colorado Electric Oper Co | Regulated Electric (122) | WPC Sub 30330 Pueblo Plant 115 | WPC Sub 30330 Pueblo Plant 115 | 135300 | Potential Device - Ccvt: 1126000000 | 9816322 | POTENTIAL DEVICE - CCVT | 2002-12-12 | 2002-01-01 | 10012714
0 | 0 | 0 | 0 | 2024-12-01 | BH Colorado Electric Oper Co | Regulated Electric (122) | WPC Sub 30330 Pueblo Plant 115 | WPC Sub 30330 Pueblo Plant 115 | 135300 | Pwr Trfrmr Nbr Xxxxxx Foundation: 9101XXXXXX | 9870785 | FOUNDATION FOR TRANS | 1996-07-01 | 1996-07-01 | CPR Conversion
0 | 0 | 0 | 0 | 2024-12-01 | BH Colorado Electric Oper Co | Regulated Electric (122) | WPC Sub 30330 Pueblo Plant 115 | WPC Sub 30330 Pueblo Plant 115 | 135300 | Pwr Trfrmr Nbr Xxxxxx Foundation: 9101XXXXXX | 9870207 | TRANSF, PWR, FOUNDATION | 1964-07-01 | 1964-07-01 | CPR Conversion
1 | 433 | 457.5465 | -24.5465 | 2024-12-01 | BH Colorado Electric Oper Co | Regulated Electric (122) | WPC Sub 30330 Pueblo Plant 115 | WPC Sub 30330 Pueblo Plant 115 | 135300 | Pwr Trfrmr Nbr Xxxxxx Foundation: 9101XXXXXX | 9821864 | TRANSF, PWR, FOUNDATION-00000-TRANSF, PWR, FOUNDATION | 1964-07-01 | 1964-07-01 | WCDXFER
1 | 20226.47 | 11383.1076 | 8843.3624 | 2024-12-01 | BH Colorado Electric Oper Co | Regulated Electric (122) | WPC Sub 30330 Pueblo Plant 115 | WPC Sub 30330 Pueblo Plant 115 | 135300 | Pwr Trfrmr Nbr Xxxxxx Foundation: 9101XXXXXX | 9821865 | FOUNDATION FOR TRANS-08157-FOUNDATION FOR TRANS | 1996-07-01 | 1996-07-01 | WCDXFER
1 | 14.77 | 8.3123 | 6.4577 | 2024-12-01 | BH Colorado Electric Oper Co | Regulated Electric (122) | WPC Sub 30330 Pueblo Plant 115 | WPC Sub 30330 Pueblo Plant 115 | 135300 | Pwr Trfrmr Nbr Xxxxxxx: 9105XXXXXX | 9997336 | TRANSFORMER, POWER-08157-TRANSFORMER, POWER | 1996-07-01 | 1996-07-01 | WCDXFER
0 | 0 | 0 | 0 | 2024-12-01 | BH Colorado Electric Oper Co | Regulated Electric (122) | WPC Sub 30330 Pueblo Plant 115 | WPC Sub 30330 Pueblo Plant 115 | 135300 | Pwr Trfrmr Nbr Xxxxxxx: 9105XXXXXX | 9870206 | TX.-POWER | 1964-07-01 | 1964-07-01 | CPR Conversion
0 | 0 | 0 | 0 | 2024-12-01 | BH Colorado Electric Oper Co | Regulated Electric (122) | WPC Sub 30330 Pueblo Plant 115 | WPC Sub 30330 Pueblo Plant 115 | 135300 | Pwr Trfrmr Nbr Xxxxxxx: 9105XXXXXX | 9870786 | TRANSFORMER, POWER | 1996-07-01 | 1996-07-01 | CPR Conversion
1 | 33112.9 | 34990.0491 | -1877.1491 | 2024-12-01 | BH Colorado Electric Oper Co | Regulated Electric (122) | WPC Sub 30330 Pueblo Plant 115 | WPC Sub 30330 Pueblo Plant 115 | 135300 | Pwr Trfrmr Nbr Xxxxxxx: 9105XXXXXX | 9821858 | TX.-POWER-08017-TX.-POWER | 1964-07-01 | 1964-07-01 | WCDXFER
0 | 0 | 0 | 0 | 2024-12-01 | BH Colorado Electric Oper Co | Regulated Electric (122) | WPC Sub 30330 Pueblo Plant 115 | WPC Sub 30330 Pueblo Plant 115 | 135300 | Pwr Trfrmr Nbr Xxxxxxx: 9105XXXXXX | 9870205 | TX.-POWER | 1936-07-01 | 1936-07-01 | CPR Conversion
0 | 0 | 0 | 0 | 2024-12-01 | BH Colorado Electric Oper Co | Regulated Electric (122) | WPC Sub 30330 Pueblo Plant 115 | WPC Sub 30330 Pueblo Plant 115 | 135300 | Pwr Trfrmr Nbr Xxxxxxx: 9105XXXXXX | 9870204 | TX.-POWER | 1950-07-01 | 1950-07-01 | CPR Conversion
0 | 0 | 0 | 0 | 2024-12-01 | BH Colorado Electric Oper Co | Regulated Electric (122) | WPC Sub 30330 Pueblo Plant 115 | WPC Sub 30330 Pueblo Plant 115 | 135300 | Pwr Trfrmr Nbr Xxxxxxx: 9105XXXXXX | 13759879 | Pwr Trfrmr Nbr WT-02514 | 2015-09-01 | 2015-09-01 | 10050591
1 | 55095.71 | 58686.8148 | -3591.1048 | 2024-12-01 | BH Colorado Electric Oper Co | Regulated Electric (122) | WPC Sub 30330 Pueblo Plant 115 | WPC Sub 30330 Pueblo Plant 115 | 135300 | Pwr Trfrmr Nbr Xxxxxxx: 9105XXXXXX | 9821856 | TX.-POWER-08019-TX.-POWER | 1950-07-01 | 1950-07-01 | WCDXFER
1 | 20308.77 | 21804.9065 | -1496.1365 | 2024-12-01 | BH Colorado Electric Oper Co | Regulated Electric (122) | WPC Sub 30330 Pueblo Plant 115 | WPC Sub 30330 Pueblo Plant 115 | 135300 | Pwr Trfrmr Nbr Xxxxxxx: 9105XXXXXX | 9821857 | TX.-POWER-08018-TX.-POWER | 1936-07-01 | 1936-07-01 | WCDXFER
1 | 26276.52 | 14787.9711 | 11488.5489 | 2024-12-01 | BH Colorado Electric Oper Co | Regulated Electric (122) | WPC Sub 30330 Pueblo Plant 115 | WPC Sub 30330 Pueblo Plant 115 | 135300 | Pwr Trfrmr Nbr Xxxxxxx: 9105XXXXXX | 9997337 | TRANSFORMER, POWER-08157-TRANSFORMER, POWER | 1996-07-01 | 1996-07-01 | WCDXFER
2 | 175.37 | 186.8005 | -11.4305 | 2024-12-01 | BH Colorado Electric Oper Co | Regulated Electric (122) | WPC Sub 30330 Pueblo Plant 115 | WPC Sub 30330 Pueblo Plant 115 | 135300 | Reclosers-3ph,2400-15000v: 6553015000 | 9778080 | RECLOSERS-3PH,2400-15000V | 1950-07-01 | 1950-07-01 | WCDXFER
0 | 0 | 0 | 0 | 2024-12-01 | BH Colorado Electric Oper Co | Regulated Electric (122) | WPC Sub 30330 Pueblo Plant 115 | WPC Sub 30330 Pueblo Plant 115 | 135300 | Reclosers-3ph,2400-15000v: 6553015000 | 9973950 | RECLOSERS-3PH,2400-15000V | 1950-07-01 | 1950-07-01 | CPR Conversion
0 | 0 | 0 | 0 | 2024-12-01 | BH Colorado Electric Oper Co | Regulated Electric (122) | WPC Sub 30330 Pueblo Plant 115 | WPC Sub 30330 Pueblo Plant 115 | 135300 | Rect Bus Bar, Copper, Under 3": 0771202000 | 9973928 | RECT BUS BAR, COPPER, UNDER 3" | 1936-07-01 | 1936-07-01 | CPR Conversion
0 | 0 | 0 | 0 | 2024-12-01 | BH Colorado Electric Oper Co | Regulated Electric (122) | WPC Sub 30330 Pueblo Plant 115 | WPC Sub 30330 Pueblo Plant 115 | 135300 | Rect Bus Bar, Copper, Under 3": 0771202000 | 9973927 | BUS/STAT CON-REC BUS, CPR-<3" | 1950-07-01 | 1950-07-01 | CPR Conversion
45 | 318.63 | 342.1033 | -23.4733 | 2024-12-01 | BH Colorado Electric Oper Co | Regulated Electric (122) | WPC Sub 30330 Pueblo Plant 115 | WPC Sub 30330 Pueblo Plant 115 | 135300 | Rect Bus Bar, Copper, Under 3": 0771202000 | 9766629 | RECT BUS BAR, COPPER, UNDER 3" | 1936-07-01 | 1936-07-01 | WCDXFER
1 | 341.49 | 363.7481 | -22.2581 | 2024-12-01 | BH Colorado Electric Oper Co | Regulated Electric (122) | WPC Sub 30330 Pueblo Plant 115 | WPC Sub 30330 Pueblo Plant 115 | 135300 | Rect Bus Bar, Copper, Under 3": 0771202000 | 9766630 | BUS/STAT CON-REC BUS, CPR-<3" | 1950-07-01 | 1950-07-01 | WCDXFER
0 | 0 | 0 | 0 | 2024-12-01 | BH Colorado Electric Oper Co | Regulated Electric (122) | WPC Sub 30330 Pueblo Plant 115 | WPC Sub 30330 Pueblo Plant 115 | 135300 | Regulator, Feeder Voltage: 6721000000 | 9973932 | REGULATOR | 1962-07-01 | 1962-07-01 | CPR Conversion
0 | 0 | 0 | 0 | 2024-12-01 | BH Colorado Electric Oper Co | Regulated Electric (122) | WPC Sub 30330 Pueblo Plant 115 | WPC Sub 30330 Pueblo Plant 115 | 135300 | Regulator, Feeder Voltage: 6721000000 | 9973933 | REGULATOR, FEEDER VOLTAGE | 1950-07-01 | 1950-07-01 | CPR Conversion
1 | 34317.79 | 36554.6026 | -2236.8126 | 2024-12-01 | BH Colorado Electric Oper Co | Regulated Electric (122) | WPC Sub 30330 Pueblo Plant 115 | WPC Sub 30330 Pueblo Plant 115 | 135300 | Regulator, Feeder Voltage: 6721000000 | 9778078 | REGULATOR, FEEDER VOLTAGE | 1950-07-01 | 1950-07-01 | WCDXFER
0 | 0 | 0 | 0 | 2024-12-01 | BH Colorado Electric Oper Co | Regulated Electric (122) | WPC Sub 30330 Pueblo Plant 115 | WPC Sub 30330 Pueblo Plant 115 | 135300 | Regulator, Feeder Voltage: 6721000000 | 9778079 | REGULATOR | 1962-07-01 | 1962-07-01 | WCDXFER
0 | 0 | 0 | 0 | 2024-12-01 | BH Colorado Electric Oper Co | Regulated Electric (122) | WPC Sub 30330 Pueblo Plant 115 | WPC Sub 30330 Pueblo Plant 115 | 135300 | Relay - Miscellaneous: 5959900000 | 9973939 | MISCELLANEOUS RELAY | 1980-07-01 | 1980-07-01 | CPR Conversion
1 | 1284.85 | 1129.0374 | 155.8126 | 2024-12-01 | BH Colorado Electric Oper Co | Regulated Electric (122) | WPC Sub 30330 Pueblo Plant 115 | WPC Sub 30330 Pueblo Plant 115 | 135300 | Relay - Miscellaneous: 5959900000 | 9778047 | MISCELLANEOUS RELAY | 1980-07-01 | 1980-07-01 | WCDXFER
1 | 8810.12 | 1478.7564 | 7331.3636 | 2024-12-01 | BH Colorado Electric Oper Co | Regulated Electric (122) | WPC Sub 30330 Pueblo Plant 115 | WPC Sub 30330 Pueblo Plant 115 | 135300 | Relay - Timing: 5952200000 | 20438833 | Relay - Timing | 2016-01-14 | 2016-04-01 | 10050823
0 | 0 | 0 | 0 | 2024-12-01 | BH Colorado Electric Oper Co | Regulated Electric (122) | WPC Sub 30330 Pueblo Plant 115 | WPC Sub 30330 Pueblo Plant 115 | 135300 | Relay - Transformer Differential: 5952400000 | 9861068 | TRANSFORMER DIFFERENTIAL RELAY | 1996-07-01 | 1996-07-01 | CPR Conversion
1 | 20381.19 | 11470.1813 | 8911.0087 | 2024-12-01 | BH Colorado Electric Oper Co | Regulated Electric (122) | WPC Sub 30330 Pueblo Plant 115 | WPC Sub 30330 Pueblo Plant 115 | 135300 | Relay - Transformer Differential: 5952400000 | 9778053 | TRANSFORMER DIFFERENTIAL RELAY | 1996-07-01 | 1996-07-01 | WCDXFER
0 | 0 | 0 | 0 | 2024-12-01 | BH Colorado Electric Oper Co | Regulated Electric (122) | WPC Sub 30330 Pueblo Plant 115 | WPC Sub 30330 Pueblo Plant 115 | 135300 | Scada Equip - Receiver: 8191020000 | 9785461 | SCADA EQUIPMENT- RECEIVER | 1996-07-01 | 1996-07-01 | WCDXFER
0 | 0 | 0 | 0 | 2024-12-01 | BH Colorado Electric Oper Co | Regulated Electric (122) | WPC Sub 30330 Pueblo Plant 115 | WPC Sub 30330 Pueblo Plant 115 | 135300 | Scada Equip - Receiver: 8191020000 | 9861061 | SCADA EQUIPMENT- RECEIVER | 1996-07-01 | 1996-07-01 | CPR Conversion
0 | 0 | 0 | 0 | 2024-12-01 | BH Colorado Electric Oper Co | Regulated Electric (122) | WPC Sub 30330 Pueblo Plant 115 | WPC Sub 30330 Pueblo Plant 115 | 135300 | Scada Equip - Rtu: 8191130000 | 9974007 | TELEMETERING-RTU | 1988-07-01 | 1988-07-01 | CPR Conversion
0 | 0 | 0 | 0 | 2024-12-01 | BH Colorado Electric Oper Co | Regulated Electric (122) | WPC Sub 30330 Pueblo Plant 115 | WPC Sub 30330 Pueblo Plant 115 | 135300 | Scada Equip - Rtu: 8191130000 | 9724118 | SCADA EQUIPMENT- RTU | 1986-07-01 | 1986-07-01 | CPR Conversion
0 | 12063.37 | 8694.7555 | 3368.6145 | 2024-12-01 | BH Colorado Electric Oper Co | Regulated Electric (122) | WPC Sub 30330 Pueblo Plant 115 | WPC Sub 30330 Pueblo Plant 115 | 135300 | Scada Equip - Rtu: 8191130000 | 9785453 | TELEMETERING-RTU | 1988-07-01 | 1988-07-01 | WCDXFER
1 | 37854.08 | 28778.5764 | 9075.5036 | 2024-12-01 | BH Colorado Electric Oper Co | Regulated Electric (122) | WPC Sub 30330 Pueblo Plant 115 | WPC Sub 30330 Pueblo Plant 115 | 135300 | Scada Equip - Rtu: 8191130000 | 9785454 | SCADA EQUIPMENT- RTU | 1986-07-01 | 1986-07-01 | WCDXFER
1 | 16562.2 | 3761.0727 | 12801.1273 | 2024-12-01 | BH Colorado Electric Oper Co | Regulated Electric (122) | WPC Sub 30330 Pueblo Plant 115 | WPC Sub 30330 Pueblo Plant 115 | 135300 | Scada Equip - Server/Router: 8191190000 | 12301502 | Scada Equip - Server/Router | 2013-07-01 | 2013-01-01 | 10047856
2 | 8428.09 | 1414.6336 | 7013.4564 | 2024-12-01 | BH Colorado Electric Oper Co | Regulated Electric (122) | WPC Sub 30330 Pueblo Plant 115 | WPC Sub 30330 Pueblo Plant 115 | 135300 | Scada Equip - Transmitter: 8191010000 | 20438807 | Scada Equip - Transmitter | 2016-01-14 | 2016-01-01 | 10050823
0 | 0 | 0 | 0 | 2024-12-01 | BH Colorado Electric Oper Co | Regulated Electric (122) | WPC Sub 30330 Pueblo Plant 115 | WPC Sub 30330 Pueblo Plant 115 | 135300 | Scada Equip - Transmitter: 8191010000 | 12818447 | Microwave Radio Service (SCADA Communications) | 2002-03-22 | 2003-01-01 | 50507XFER
1 | 20564.63 | 3451.7211 | 17112.9089 | 2024-12-01 | BH Colorado Electric Oper Co | Regulated Electric (122) | WPC Sub 30330 Pueblo Plant 115 | WPC Sub 30330 Pueblo Plant 115 | 135300 | Scada Equip -Modem: 8191015500 | 20438821 | Scada Equip - Modem | 2016-01-14 | 2016-01-01 | 10050823
1 | 65929.7 | 25387.0116 | 40542.6884 | 2024-12-01 | BH Colorado Electric Oper Co | Regulated Electric (122) | WPC Sub 30330 Pueblo Plant 115 | WPC Sub 30330 Pueblo Plant 115 | 135300 | Structures-Supporting,Outdoor: 7840000000 | 9745509 | Security System | 2005-07-07 | 2005-01-01 | 10017402
200 | 10463.8 | 1756.3224 | 8707.4776 | 2024-12-01 | BH Colorado Electric Oper Co | Regulated Electric (122) | WPC Sub 30330 Pueblo Plant 115 | WPC Sub 30330 Pueblo Plant 115 | 135300 | Telemeter Eq - Other: 8195000000 | 20438812 | Telemeter Eq - Other | 2016-01-14 | 2016-01-01 | 10050823
0 | 0 | 0 | 0 | 2024-12-01 | BH Colorado Electric Oper Co | Regulated Electric (122) | WPC Sub 30330 Pueblo Plant 115 | WPC Sub 30330 Pueblo Plant 115 | 135300 | Telemeter Eq - Receiver: 8192030000 | 9785452 | TELEMETERING EQ - RECEIVER | 1961-07-01 | 1961-07-01 | WCDXFER
0 | 0 | 0 | 0 | 2024-12-01 | BH Colorado Electric Oper Co | Regulated Electric (122) | WPC Sub 30330 Pueblo Plant 115 | WPC Sub 30330 Pueblo Plant 115 | 135300 | Telemeter Eq - Receiver: 8192030000 | 9701172 | TELEMETERING EQ - RECEIVER | 1961-07-01 | 1961-07-01 | CPR Conversion
0 | 0 | 0 | 0 | 2024-12-01 | BH Colorado Electric Oper Co | Regulated Electric (122) | WPC Sub 30330 Pueblo Plant 115 | WPC Sub 30330 Pueblo Plant 115 | 135300 | Telemeter Eq - Transmit/Receive: 8192060000 | 9785787 | TELEMETER EQ-TRANSMIT/RECEIVE COMBO | 1978-07-01 | 1978-07-01 | WCDXFER
0 | 0 | 0 | 0 | 2024-12-01 | BH Colorado Electric Oper Co | Regulated Electric (122) | WPC Sub 30330 Pueblo Plant 115 | WPC Sub 30330 Pueblo Plant 115 | 135300 | Telemeter Eq - Transmit/Receive: 8192060000 | 9974008 | TELEMETER EQ-TRANSMIT/RECEIVE COMBO | 1978-07-01 | 1978-07-01 | CPR Conversion
4 | 150.5 | 161.5873 | -11.0873 | 2024-12-01 | BH Colorado Electric Oper Co | Regulated Electric (122) | WPC Sub 30330 Pueblo Plant 115 | WPC Sub 30330 Pueblo Plant 115 | 135300 | Transf, Pntl, 13.001-25kv 1ph: 9031025000 | 9821844 | TRANSF, POTNTL, 1PH, 13001-25 | 1936-07-01 | 1936-07-01 | WCDXFER
3 | 5256.83 | 5596.2779 | -339.4479 | 2024-12-01 | BH Colorado Electric Oper Co | Regulated Electric (122) | WPC Sub 30330 Pueblo Plant 115 | WPC Sub 30330 Pueblo Plant 115 | 135300 | Transf, Pntl, 13.001-25kv 1ph: 9031025000 | 9821845 | TRANSF, POTNTL, 1PH, 13001-25 | 1951-07-01 | 1951-07-01 | WCDXFER
0 | 0 | 0 | 0 | 2024-12-01 | BH Colorado Electric Oper Co | Regulated Electric (122) | WPC Sub 30330 Pueblo Plant 115 | WPC Sub 30330 Pueblo Plant 115 | 135300 | Transf, Pntl, 13.001-25kv 1ph: 9031025000 | 9973994 | TRANSF, POTNTL, 1PH, 13001-25 | 1936-07-01 | 1936-07-01 | CPR Conversion
0 | 0 | 0 | 0 | 2024-12-01 | BH Colorado Electric Oper Co | Regulated Electric (122) | WPC Sub 30330 Pueblo Plant 115 | WPC Sub 30330 Pueblo Plant 115 | 135300 | Transf, Pntl, 13.001-25kv 1ph: 9031025000 | 9973993 | TRANSF, POTNTL, 1PH, 13001-25 | 1951-07-01 | 1951-07-01 | CPR Conversion
1 | 125.9 | 134.1061 | -8.2061 | 2024-12-01 | BH Colorado Electric Oper Co | Regulated Electric (122) | WPC Sub 30330 Pueblo Plant 115 | WPC Sub 30330 Pueblo Plant 115 | 135300 | Transf, Pntl, 13.001-25kv 1ph: 9031025000 | 9821843 | TRANSF, POTNTL, 1PH, 13001-25KV | 1950-07-01 | 1950-07-01 | WCDXFER
0 | 0 | 0 | 0 | 2024-12-01 | BH Colorado Electric Oper Co | Regulated Electric (122) | WPC Sub 30330 Pueblo Plant 115 | WPC Sub 30330 Pueblo Plant 115 | 135300 | Transf, Pntl, 13.001-25kv 1ph: 9031025000 | 9973995 | TRANSF, POTNTL, 1PH, 13001-25KV | 1950-07-01 | 1950-07-01 | CPR Conversion
3 | 3802 | 4079.7858 | -277.7858 | 2024-12-01 | BH Colorado Electric Oper Co | Regulated Electric (122) | WPC Sub 30330 Pueblo Plant 115 | WPC Sub 30330 Pueblo Plant 115 | 135300 | Transf, Pntl, 35.001-69kv 1ph: 9031069000 | 9821842 | TRANSF, POTNTL, 1PH, 35001-69 | 1937-07-01 | 1937-07-01 | WCDXFER
0 | 0 | 0 | 0 | 2024-12-01 | BH Colorado Electric Oper Co | Regulated Electric (122) | WPC Sub 30330 Pueblo Plant 115 | WPC Sub 30330 Pueblo Plant 115 | 135300 | Transf, Pntl, 35.001-69kv 1ph: 9031069000 | 9973992 | TRANSF, POTNTL, 1PH, 35001-69KV | 1950-07-01 | 1950-07-01 | CPR Conversion
2 | 3406.79 | 3628.8425 | -222.0525 | 2024-12-01 | BH Colorado Electric Oper Co | Regulated Electric (122) | WPC Sub 30330 Pueblo Plant 115 | WPC Sub 30330 Pueblo Plant 115 | 135300 | Transf, Pntl, 35.001-69kv 1ph: 9031069000 | 9821841 | TRANSF, POTNTL, 1PH, 35001-69KV | 1950-07-01 | 1950-07-01 | WCDXFER
0 | 0 | 0 | 0 | 2024-12-01 | BH Colorado Electric Oper Co | Regulated Electric (122) | WPC Sub 30330 Pueblo Plant 115 | WPC Sub 30330 Pueblo Plant 115 | 135300 | Transf, Pntl, 35.001-69kv 1ph: 9031069000 | 9973991 | TRANSF, POTNTL, 1PH, 35001-69 | 1937-07-01 | 1937-07-01 | CPR Conversion
0 | 0 | 0 | 0 | 2024-12-01 | BH Colorado Electric Oper Co | Regulated Electric (122) | WPC Sub 30330 Pueblo Plant 115 | WPC Sub 30330 Pueblo Plant 115 | 135300 | Transmitter/Receiver Combined: 1123000000 | 9973951 | CARR CURR EQ-TRANS/REC COMBINED | 1974-07-01 | 1974-07-01 | CPR Conversion
0 | 0 | 0 | 0 | 2024-12-01 | BH Colorado Electric Oper Co | Regulated Electric (122) | WPC Sub 30330 Pueblo Plant 115 | WPC Sub 30330 Pueblo Plant 115 | 135300 | Transmitter/Receiver Combined: 1123000000 | 9768379 | CARR CURR EQ-TRANS/REC COMBINED | 1974-07-01 | 1974-07-01 | WCDXFER
140 | 5772.32 | 3248.5619 | 2523.7581 | 2024-12-01 | BH Colorado Electric Oper Co | Regulated Electric (122) | WPC Sub 30330 Pueblo Plant 115 | WPC Sub 30330 Pueblo Plant 115 | 135300 | Tubular Bus, Copper- Under 3": 0771402000 | 9766623 | TUBULAR BUS, COPPER- UNDER 3" | 1996-07-01 | 1996-07-01 | WCDXFER
0 | 0 | 0 | 0 | 2024-12-01 | BH Colorado Electric Oper Co | Regulated Electric (122) | WPC Sub 30330 Pueblo Plant 115 | WPC Sub 30330 Pueblo Plant 115 | 135300 | Tubular Bus, Copper- Under 3": 0771402000 | 9861069 | TUBULAR BUS, COPPER- UNDER 3" | 1996-07-01 | 1996-07-01 | CPR Conversion
1 | 179.85 | 191.5725 | -11.7225 | 2024-12-01 | BH Colorado Electric Oper Co | Regulated Electric (122) | WPC Sub 30330 Pueblo Plant 115 | WPC Sub 30330 Pueblo Plant 115 | 135300 | Tx., Curr.-Wind.Type- < 100a: 8752000100 | 9785784 | TX., CURR.-WIND.TYPE- < 100A | 1950-07-01 | 1950-07-01 | WCDXFER
0 | 0 | 0 | 0 | 2024-12-01 | BH Colorado Electric Oper Co | Regulated Electric (122) | WPC Sub 30330 Pueblo Plant 115 | WPC Sub 30330 Pueblo Plant 115 | 135300 | Tx., Curr.-Wind.Type- < 100a: 8752000100 | 9973999 | TX., CURR.-WIND.TYPE- < 100A | 1950-07-01 | 1950-07-01 | CPR Conversion
1 | 172.53 | 183.6707 | -11.1407 | 2024-12-01 | BH Colorado Electric Oper Co | Regulated Electric (122) | WPC Sub 30330 Pueblo Plant 115 | WPC Sub 30330 Pueblo Plant 115 | 135300 | Tx., Curr.-Wind.Type-100-600a: 8752000600 | 9786647 | TX.-CURRENT, WINDOW TYPE | 1951-07-01 | 1951-07-01 | WCDXFER
5 | 2012.67 | 2143.8546 | -131.1846 | 2024-12-01 | BH Colorado Electric Oper Co | Regulated Electric (122) | WPC Sub 30330 Pueblo Plant 115 | WPC Sub 30330 Pueblo Plant 115 | 135300 | Tx., Curr.-Wind.Type-100-600a: 8752000600 | 9786648 | TX., CURR.-WIND.TYPE-100-600A | 1950-07-01 | 1950-07-01 | WCDXFER
0 | 0 | 0 | 0 | 2024-12-01 | BH Colorado Electric Oper Co | Regulated Electric (122) | WPC Sub 30330 Pueblo Plant 115 | WPC Sub 30330 Pueblo Plant 115 | 135300 | Tx., Curr.-Wind.Type-100-600a: 8752000600 | 9973997 | TX.-CURRENT, WINDOW TYPE | 1951-07-01 | 1951-07-01 | CPR Conversion
0 | 0 | 0 | 0 | 2024-12-01 | BH Colorado Electric Oper Co | Regulated Electric (122) | WPC Sub 30330 Pueblo Plant 115 | WPC Sub 30330 Pueblo Plant 115 | 135300 | Tx., Curr.-Wind.Type-100-600a: 8752000600 | 9974000 | TX., CURR.-WIND.TYPE-100-600A | 1950-07-01 | 1950-07-01 | CPR Conversion
0 | 0 | 0 | 0 | 2024-12-01 | BH Colorado Electric Oper Co | Regulated Electric (122) | WPC Sub 30330 Pueblo Plant 115 | WPC Sub 30330 Pueblo Plant 115 | 135300 | Tx., Curr.-Wind.Type-100-600a: 8752000600 | 9973998 | TX., CURR.-WIND.TYPE-100-600A | 1966-07-01 | 1966-07-01 | CPR Conversion
1 | 63.34 | 66.8539 | -3.5139 | 2024-12-01 | BH Colorado Electric Oper Co | Regulated Electric (122) | WPC Sub 30330 Pueblo Plant 115 | WPC Sub 30330 Pueblo Plant 115 | 135300 | Tx., Curr.-Wind.Type-100-600a: 8752000600 | 9785780 | TX., CURR.-WIND.TYPE-100-600A | 1966-07-01 | 1966-07-01 | WCDXFER
0 | 0 | 0 | 0 | 2024-12-01 | BH Colorado Electric Oper Co | Regulated Electric (122) | WPC Sub 30330 Pueblo Plant 115 | WPC Sub 30330 Pueblo Plant 115 | 135300 | Tx.-Curr., Wind.Type 601-1200a: 8752001200 | 9973996 | TX.-CURR., WIND.TYPE 601-1200A | 1942-07-01 | 1942-07-01 | CPR Conversion
2 | 91.75 | 98.1754 | -6.4254 | 2024-12-01 | BH Colorado Electric Oper Co | Regulated Electric (122) | WPC Sub 30330 Pueblo Plant 115 | WPC Sub 30330 Pueblo Plant 115 | 135300 | Tx.-Curr., Wind.Type 601-1200a: 8752001200 | 9786643 | TX.-CURR., WIND.TYPE 601-1200A | 1942-07-01 | 1942-07-01 | WCDXFER
0 | 0 | 0 | 0 | 2024-12-01 | BH Colorado Electric Oper Co | Regulated Electric (122) | WPC Sub 30330 Pueblo Plant 115 | WPC Sub 30330 Pueblo Plant 115 | 135300 | Tx.-Curr., Wind.Type 601-1200a: 8752001200 | 9693308 | TX.-CURR., WIND.TYPE 601-1200A | 1987-07-01 | 1987-07-01 | CPR Conversion
3 | 3155.42 | 2336.5997 | 818.8203 | 2024-12-01 | BH Colorado Electric Oper Co | Regulated Electric (122) | WPC Sub 30330 Pueblo Plant 115 | WPC Sub 30330 Pueblo Plant 115 | 135300 | Tx.-Curr., Wind.Type 601-1200a: 8752001200 | 9786644 | TX.-CURR., WIND.TYPE 601-1200A | 1987-07-01 | 1987-07-01 | WCDXFER
2 | 121.69 | 130.6548 | -8.9648 | 2024-12-01 | BH Colorado Electric Oper Co | Regulated Electric (122) | WPC Sub 30330 Pueblo Plant 115 | WPC Sub 30330 Pueblo Plant 115 | 135300 | Tx.-Current, Window Type >1200a: 8752001300 | 9786642 | TX.-CURRENT, WINDOW TYPE >1200A | 1936-07-01 | 1936-07-01 | WCDXFER
0 | 0 | 0 | 0 | 2024-12-01 | BH Colorado Electric Oper Co | Regulated Electric (122) | WPC Sub 30330 Pueblo Plant 115 | WPC Sub 30330 Pueblo Plant 115 | 135300 | Tx.-Current, Window Type >1200a: 8752001300 | 9724117 | TX.-CURRENT, WINDOW TYPE >1200A | 1936-07-01 | 1936-07-01 | CPR Conversion
2 | 463.25 | 497.3774 | -34.1274 | 2024-12-01 | BH Colorado Electric Oper Co | Regulated Electric (122) | WPC Sub 30330 Pueblo Plant 115 | WPC Sub 30330 Pueblo Plant 115 | 135300 | Yard Lighting Systems: 7700900000 | 9778077 | YARD LIGHTING SYSTEMS | 1936-07-01 | 1936-07-01 | WCDXFER
0 | 0 | 0 | 0 | 2024-12-01 | BH Colorado Electric Oper Co | Regulated Electric (122) | WPC Sub 30330 Pueblo Plant 115 | WPC Sub 30330 Pueblo Plant 115 | 135300 | Yard Lighting Systems: 7700900000 | 9973990 | YARD LIGHTING SYSTEMS | 1936-07-01 | 1936-07-01 | CPR Conversion
0 | 540.54 | 421.7395 | 118.8005 | 2024-12-01 | BH Colorado Electric Oper Co | Regulated Electric (122) | WPC Sub 30340 West Station | WPC Sub 30340 West Station | 135200 | Building - Other: 0630000000 | 9724116 | BUILDINGS-OTHER #1 | 1975-07-01 | 1975-07-01 | CPR Conversion
1 | 16422.4 | 17006.52 | -584.12 | 2024-12-01 | BH Colorado Electric Oper Co | Regulated Electric (122) | WPC Sub 30340 West Station | WPC Sub 30340 West Station | 135200 | Building - Other: 0630000000 | 9973986 | CONTROL BUILDING STRUCTURE - # | 1958-07-01 | 1958-07-01 | CPR Conversion
1 | 772.68 | 627.2165 | 145.4635 | 2024-12-01 | BH Colorado Electric Oper Co | Regulated Electric (122) | WPC Sub 30340 West Station | WPC Sub 30340 West Station | 135200 | Building - Other: 0630000000 | 9973985 | BUILDINGS-OTHER #1 | 1973-07-01 | 1973-07-01 | CPR Conversion
1 | 990826.96 | 210835.0666 | 779991.8934 | 2024-12-01 | BH Colorado Electric Oper Co | Regulated Electric (122) | WPC Sub 30340 West Station | WPC Sub 30340 West Station | 135200 | Building - Station Control: 0630000026 | 11545346 | CONTROL BUILDING NORTH | 2011-05-06 | 2012-01-01 | 10027440
1 | 31985.61 | 6806.121 | 25179.489 | 2024-12-01 | BH Colorado Electric Oper Co | Regulated Electric (122) | WPC Sub 30340 West Station | WPC Sub 30340 West Station | 135200 | Fence: 3220000000 | 11545334 | FENCE | 2011-05-06 | 2012-01-01 | 10027440
1 | 17504.73 | 3724.7785 | 13779.9515 | 2024-12-01 | BH Colorado Electric Oper Co | Regulated Electric (122) | WPC Sub 30340 West Station | WPC Sub 30340 West Station | 135200 | Roads: 7701300000 | 11545343 | ROAD | 2011-05-06 | 2012-01-01 | 10027440
0 | 25495.12 | 2210.1974 | 23284.9226 | 2024-12-01 | BH Colorado Electric Oper Co | Regulated Electric (122) | WPC Sub 30340 West Station | WPC Sub 30340 West Station | 135200 | SECURITY SYSTEM: 0630000027 | 33375701 | SECURITY SYSTEM | 2019-12-16 | 2019-12-01 | 10068556
0 | 75903.19 | 6580.1234 | 69323.0666 | 2024-12-01 | BH Colorado Electric Oper Co | Regulated Electric (122) | WPC Sub 30340 West Station | WPC Sub 30340 West Station | 135205 | Clearing & Grading: 1260000000 | 29777942 | Clearing & Grading | 2019-03-29 | 2019-03-01 | 10059352
0 | 31959.24 | 2770.5785 | 29188.6615 | 2024-12-01 | BH Colorado Electric Oper Co | Regulated Electric (122) | WPC Sub 30340 West Station | WPC Sub 30340 West Station | 135205 | Fence: 3220000000 | 29777947 | Fence | 2019-03-29 | 2019-03-01 | 10059352
0 | 165655.36 | 14360.8288 | 151294.5312 | 2024-12-01 | BH Colorado Electric Oper Co | Regulated Electric (122) | WPC Sub 30340 West Station | WPC Sub 30340 West Station | 135205 | Station Rock: 7702000000 | 29777982 | Station Rock | 2019-03-29 | 2019-03-01 | 10059352
0 | 0 | 0 | 0 | 2024-12-01 | BH Colorado Electric Oper Co | Regulated Electric (122) | WPC Sub 30340 West Station | WPC Sub 30340 West Station | 135300 | A dummy retirement unit: | 20500601 | A dummy retirement unit | 2017-10-16 | 2017-10-01 | 10047751
0 | 0 | 0 | 0 | 2024-12-01 | BH Colorado Electric Oper Co | Regulated Electric (122) | WPC Sub 30340 West Station | WPC Sub 30340 West Station | 135300 | Airbrk-Elec-1ph 0-15000v-<=600amp: 7981101506 | 9974090 | SWITCH,1PH,ELEC,0-15K,<600 | 1966-07-01 | 1966-07-01 | CPR Conversion
2 | 64.76 | 68.3526 | -3.5926 | 2024-12-01 | BH Colorado Electric Oper Co | Regulated Electric (122) | WPC Sub 30340 West Station | WPC Sub 30340 West Station | 135300 | Airbrk-Elec-1ph 0-15000v-<=600amp: 7981101506 | 9821800 | SWITCH,1PH,ELEC,0-15K,<600 | 1966-07-01 | 1966-07-01 | WCDXFER
3 | 466.27 | 494.3991 | -28.1291 | 2024-12-01 | BH Colorado Electric Oper Co | Regulated Electric (122) | WPC Sub 30340 West Station | WPC Sub 30340 West Station | 135300 | Airbrk-Elec-1ph 0-15000v-<=600amp: 7981101506 | 9821801 | AIRBREAK-1PH-ELEC-0-15000V-<=600AMPS | 1958-07-01 | 1958-07-01 | WCDXFER
0 | 0 | 0 | 0 | 2024-12-01 | BH Colorado Electric Oper Co | Regulated Electric (122) | WPC Sub 30340 West Station | WPC Sub 30340 West Station | 135300 | Airbrk-Elec-1ph 0-15000v-<=600amp: 7981101506 | 9974091 | AIRBREAK-1PH-ELEC-0-15000V-<=600AMPS | 1958-07-01 | 1958-07-01 | CPR Conversion
3 | 24207.42 | 5975.2269 | 18232.1931 | 2024-12-01 | BH Colorado Electric Oper Co | Regulated Electric (122) | WPC Sub 30340 West Station | WPC Sub 30340 West Station | 135300 | Arrester - 0-10,000 Volts: 0210100000 | 11845688 | ARRESTORS: STATION CLASS | 2012-12-19 | 2012-01-01 | 10042868
12 | 11711.36 | 12417.8823 | -706.5223 | 2024-12-01 | BH Colorado Electric Oper Co | Regulated Electric (122) | WPC Sub 30340 West Station | WPC Sub 30340 West Station | 135300 | Arrester - 23,001-34,500 Volts: 0210690000 | 9821689 | ARRESTER - 23,000-69,000 VOLTS | 1958-07-01 | 1958-07-01 | WCDXFER
0 | 0 | 0 | 0 | 2024-12-01 | BH Colorado Electric Oper Co | Regulated Electric (122) | WPC Sub 30340 West Station | WPC Sub 30340 West Station | 135300 | Arrester - 23,001-34,500 Volts: 0210690000 | 9973984 | ARRESTER - 23,000-69,000 VOLTS | 1958-07-01 | 1958-07-01 | CPR Conversion
21 | 49881.52 | 5417.4912 | 44464.0288 | 2024-12-01 | BH Colorado Electric Oper Co | Regulated Electric (122) | WPC Sub 30340 West Station | WPC Sub 30340 West Station | 135300 | Arrester - 69,001-146,000 Volts: 0211460000 | 29777900 | Arrester - 69,001-146,000 Volts | 2019-03-29 | 2019-01-01 | 10059352
0 | 0 | 0 | 0 | 2024-12-01 | BH Colorado Electric Oper Co | Regulated Electric (122) | WPC Sub 30340 West Station | WPC Sub 30340 West Station | 135300 | Arrester - 69,001-146,000 Volts: 0211460000 | 9973981 | ARRESTERS-69,001-146,000 VOLT | 1967-07-01 | 1967-07-01 | CPR Conversion
12 | 18667.6 | 19793.778 | -1126.178 | 2024-12-01 | BH Colorado Electric Oper Co | Regulated Electric (122) | WPC Sub 30340 West Station | WPC Sub 30340 West Station | 135300 | Arrester - 69,001-146,000 Volts: 0211460000 | 9821688 | ARRESTER - 69,001-146,000 VOLTS | 1958-07-01 | 1958-07-01 | WCDXFER
0 | 0 | 0 | 0 | 2024-12-01 | BH Colorado Electric Oper Co | Regulated Electric (122) | WPC Sub 30340 West Station | WPC Sub 30340 West Station | 135300 | Arrester - 69,001-146,000 Volts: 0211460000 | 9973983 | ARRESTER - 69,001-146,000 VOLTS | 1958-07-01 | 1958-07-01 | CPR Conversion
0 | -3445.72 | -3504.1529 | 58.4329 | 2024-12-01 | BH Colorado Electric Oper Co | Regulated Electric (122) | WPC Sub 30340 West Station | WPC Sub 30340 West Station | 135300 | Arrester - 69,001-146,000 Volts: 0211460000 | 9821687 | ARRESTERS-69,001-146,000 VOLT | 1973-07-01 | 1973-07-01 | WCDXFER
0 | 0 | 0 | 0 | 2024-12-01 | BH Colorado Electric Oper Co | Regulated Electric (122) | WPC Sub 30340 West Station | WPC Sub 30340 West Station | 135300 | Arrester - 69,001-146,000 Volts: 0211460000 | 9973980 | ARRESTERS-69,001-146,000 VOLT | 1973-07-01 | 1973-07-01 | CPR Conversion
3 | 4903.27 | 5172.3127 | -269.0427 | 2024-12-01 | BH Colorado Electric Oper Co | Regulated Electric (122) | WPC Sub 30340 West Station | WPC Sub 30340 West Station | 135300 | Arrester - 69,001-146,000 Volts: 0211460000 | 9821686 | ARRESTERS-69,001-146,000 VOLT | 1967-07-01 | 1967-07-01 | WCDXFER
0 | 0 | 0 | 0 | 2024-12-01 | BH Colorado Electric Oper Co | Regulated Electric (122) | WPC Sub 30340 West Station | WPC Sub 30340 West Station | 135300 | Arrester - 69,001-146,000 Volts: 0211460000 | 9973982 | ARRESTERS-69,001-146,000 VOLT | 1962-07-01 | 1962-07-01 | CPR Conversion
3 | 4238.21 | 4483.6116 | -245.4016 | 2024-12-01 | BH Colorado Electric Oper Co | Regulated Electric (122) | WPC Sub 30340 West Station | WPC Sub 30340 West Station | 135300 | Arrester - 69,001-146,000 Volts: 0211460000 | 9821685 | ARRESTERS-69,001-146,000 VOLT | 1962-07-01 | 1962-07-01 | WCDXFER
0 | 0 | 0 | 0 | 2024-12-01 | BH Colorado Electric Oper Co | Regulated Electric (122) | WPC Sub 30340 West Station | WPC Sub 30340 West Station | 135300 | Batteries, Storage: 0350000000 | 9821677 | BATTERIES, STORAGE | 1989-07-01 | 1989-07-01 | WCDXFER
0 | 0 | 0 | 0 | 2024-12-01 | BH Colorado Electric Oper Co | Regulated Electric (122) | WPC Sub 30340 West Station | WPC Sub 30340 West Station | 135300 | Batteries, Storage: 0350000000 | 9973979 | BATTERIES, STORAGE | 1989-07-01 | 1989-07-01 | CPR Conversion
1 | 584.84 | 202.1022 | 382.7378 | 2024-12-01 | BH Colorado Electric Oper Co | Regulated Electric (122) | WPC Sub 30340 West Station | WPC Sub 30340 West Station | 135300 | Batteries, Storage: 0350000000 | 12818480 | BATTERIES, STORAGE-COMMUNICATION | 2007-11-29 | 2007-01-01 | 50507XFER
1 | 11890.17 | 4813.2432 | 7076.9268 | 2024-12-01 | BH Colorado Electric Oper Co | Regulated Electric (122) | WPC Sub 30340 West Station | WPC Sub 30340 West Station | 135300 | Batteries, Storage: 0350000000 | 12818469 | BATTERIES, COMMUNICATION | 2004-10-29 | 2005-01-01 | 50507XFER
1 | 30061.48 | 6232.977 | 23828.503 | 2024-12-01 | BH Colorado Electric Oper Co | Regulated Electric (122) | WPC Sub 30340 West Station | WPC Sub 30340 West Station | 135300 | Battery Charger: 0300000000 | 12919235 | BATTERY BANK 120VCD 60 CELLS | 2014-02-12 | 2014-08-01 | 10049168
2 | 1965.18 | 1882.0864 | 83.0936 | 2024-12-01 | BH Colorado Electric Oper Co | Regulated Electric (122) | WPC Sub 30340 West Station | WPC Sub 30340 West Station | 135300 | Battery Charger: 0300000000 | 9821681 | BATTERY CHARGER | 1976-07-01 | 1976-07-01 | WCDXFER
0 | 0 | 0 | 0 | 2024-12-01 | BH Colorado Electric Oper Co | Regulated Electric (122) | WPC Sub 30340 West Station | WPC Sub 30340 West Station | 135300 | Battery Charger: 0300000000 | 9973977 | BATTERY CHARGERS | 1958-07-01 | 1958-07-01 | CPR Conversion
0 | 0 | 0 | 0 | 2024-12-01 | BH Colorado Electric Oper Co | Regulated Electric (122) | WPC Sub 30340 West Station | WPC Sub 30340 West Station | 135300 | Battery Charger: 0300000000 | 9973978 | BATTERY CHARGER | 1976-07-01 | 1976-07-01 | CPR Conversion
1 | 3148.73 | 3338.6864 | -189.9564 | 2024-12-01 | BH Colorado Electric Oper Co | Regulated Electric (122) | WPC Sub 30340 West Station | WPC Sub 30340 West Station | 135300 | Battery Charger: 0300000000 | 9821680 | BATTERY CHARGERS | 1958-07-01 | 1958-07-01 | WCDXFER
6 | 599149.86 | 159722.1306 | 439427.7294 | 2024-12-01 | BH Colorado Electric Oper Co | Regulated Electric (122) | WPC Sub 30340 West Station | WPC Sub 30340 West Station | 135300 | Breaker, 115 KV: 6212115115 | 11545320 | BREAKERS: 115KV, 40 KV, 2000 AMP | 2011-05-06 | 2012-01-01 | 10027440
10 | 1015150.59 | 110252.6429 | 904897.9471 | 2024-12-01 | BH Colorado Electric Oper Co | Regulated Electric (122) | WPC Sub 30340 West Station | WPC Sub 30340 West Station | 135300 | Breaker, 115 KV: 6212115115 | 29777936 | Breaker, 115 KV | 2019-03-29 | 2019-01-01 | 10059352
1 | 274069.14 | 67649.7246 | 206419.4154 | 2024-12-01 | BH Colorado Electric Oper Co | Regulated Electric (122) | WPC Sub 30340 West Station | WPC Sub 30340 West Station | 135300 | Breaker, 115 KV: 6212115115 | 11845702 | BREAKER: 115KV 550 V 2000 AMP CIRCUIT | 2012-12-19 | 2012-01-01 | 10042868
0 | 0 | 0 | 0 | 2024-12-01 | BH Colorado Electric Oper Co | Regulated Electric (122) | WPC Sub 30340 West Station | WPC Sub 30340 West Station | 135300 | Breaker, Oil - 161 Kv: 6213161000 | 9974045 | OIL - 161 KV | 1958-07-01 | 1958-07-01 | CPR Conversion
0 | 0 | 0 | 0 | 2024-12-01 | BH Colorado Electric Oper Co | Regulated Electric (122) | WPC Sub 30340 West Station | WPC Sub 30340 West Station | 135300 | Breaker, Oil - 161 Kv: 6213161000 | 9697417 | PWR CIRC BREAK-OIL-161KV | 1962-07-01 | 1962-07-01 | CPR Conversion
3 | 99298.48 | 104746.9926 | -5448.5126 | 2024-12-01 | BH Colorado Electric Oper Co | Regulated Electric (122) | WPC Sub 30340 West Station | WPC Sub 30340 West Station | 135300 | Breaker, Oil - 161 Kv: 6213161000 | 9821791 | PWR CIRC BREAK-OIL-161KV | 1967-07-01 | 1967-07-01 | WCDXFER
0 | 0 | 0 | 0 | 2024-12-01 | BH Colorado Electric Oper Co | Regulated Electric (122) | WPC Sub 30340 West Station | WPC Sub 30340 West Station | 135300 | Breaker, Oil - 161 Kv: 6213161000 | 9974044 | PWR CIRC BREAK-OIL-161KV | 1973-07-01 | 1973-07-01 | CPR Conversion
5 | 139603.84 | 148025.8535 | -8422.0135 | 2024-12-01 | BH Colorado Electric Oper Co | Regulated Electric (122) | WPC Sub 30340 West Station | WPC Sub 30340 West Station | 135300 | Breaker, Oil - 161 Kv: 6213161000 | 9821793 | OIL - 161 KV | 1958-07-01 | 1958-07-01 | WCDXFER
0 | -69780.97 | -70964.3234 | 1183.3534 | 2024-12-01 | BH Colorado Electric Oper Co | Regulated Electric (122) | WPC Sub 30340 West Station | WPC Sub 30340 West Station | 135300 | Breaker, Oil - 161 Kv: 6213161000 | 9821792 | PWR CIRC BREAK-OIL-161KV | 1973-07-01 | 1973-07-01 | WCDXFER
0 | 0 | 0 | 0 | 2024-12-01 | BH Colorado Electric Oper Co | Regulated Electric (122) | WPC Sub 30340 West Station | WPC Sub 30340 West Station | 135300 | Breaker, Oil - 161 Kv: 6213161000 | 9706625 | PWR CIRC BREAK-OIL-161KV | 1967-07-01 | 1967-07-01 | CPR Conversion
1 | 34832.53 | 36849.4094 | -2016.8794 | 2024-12-01 | BH Colorado Electric Oper Co | Regulated Electric (122) | WPC Sub 30340 West Station | WPC Sub 30340 West Station | 135300 | Breaker, Oil - 161 Kv: 6213161000 | 9821790 | PWR CIRC BREAK-OIL-161KV | 1962-07-01 | 1962-07-01 | WCDXFER
2 | 20892.91 | 22153.3364 | -1260.4264 | 2024-12-01 | BH Colorado Electric Oper Co | Regulated Electric (122) | WPC Sub 30340 West Station | WPC Sub 30340 West Station | 135300 | Breaker, Oil - 69 Kv: 6213069000 | 9821795 | OIL - 69 KV | 1958-07-01 | 1958-07-01 | WCDXFER
0 | 0 | 0 | 0 | 2024-12-01 | BH Colorado Electric Oper Co | Regulated Electric (122) | WPC Sub 30340 West Station | WPC Sub 30340 West Station | 135300 | Breaker, Oil - 69 Kv: 6213069000 | 9974046 | PWR CIRC BREAK-OIL, 69KV | 1967-07-01 | 1967-07-01 | CPR Conversion
1 | 22619.08 | 23860.1901 | -1241.1101 | 2024-12-01 | BH Colorado Electric Oper Co | Regulated Electric (122) | WPC Sub 30340 West Station | WPC Sub 30340 West Station | 135300 | Breaker, Oil - 69 Kv: 6213069000 | 9821794 | PWR CIRC BREAK-OIL, 69KV | 1967-07-01 | 1967-07-01 | WCDXFER
0 | 0 | 0 | 0 | 2024-12-01 | BH Colorado Electric Oper Co | Regulated Electric (122) | WPC Sub 30340 West Station | WPC Sub 30340 West Station | 135300 | Breaker, Oil - 69 Kv: 6213069000 | 9974047 | OIL - 69 KV | 1958-07-01 | 1958-07-01 | CPR Conversion
6440 | 164939.04 | 43969.6588 | 120969.3812 | 2024-12-01 | BH Colorado Electric Oper Co | Regulated Electric (122) | WPC Sub 30340 West Station | WPC Sub 30340 West Station | 135300 | Bus and Station Conductor: 0770000000 | 11545303 | BUS AND STATION CONDUCTOR | 2011-05-06 | 2012-01-01 | 10027440
1066 | 44996.25 | 11106.6278 | 33889.6222 | 2024-12-01 | BH Colorado Electric Oper Co | Regulated Electric (122) | WPC Sub 30340 West Station | WPC Sub 30340 West Station | 135300 | Bus and Station Conductor: 0770000000 | 11845693 | CONDUCTOR:BUS AND STATION | 2012-12-19 | 2012-01-01 | 10042868
0 | 453082.16 | 49207.9757 | 403874.1843 | 2024-12-01 | BH Colorado Electric Oper Co | Regulated Electric (122) | WPC Sub 30340 West Station | WPC Sub 30340 West Station | 135300 | Bus and Station Conductor: 0770000000 | 29777908 | BUS | 2019-03-29 | 2019-01-01 | 10059352
20 | 44424.43 | 11842.721 | 32581.709 | 2024-12-01 | BH Colorado Electric Oper Co | Regulated Electric (122) | WPC Sub 30340 West Station | WPC Sub 30340 West Station | 135300 | Bus Support: 7846000000 | 11545352 | STRUCTURES: BUS SUPPORT STEEL | 2011-05-06 | 2012-01-01 | 10027440
0 | 91749.27 | 9964.6295 | 81784.6405 | 2024-12-01 | BH Colorado Electric Oper Co | Regulated Electric (122) | WPC Sub 30340 West Station | WPC Sub 30340 West Station | 135300 | Cable Trench: 1824000000 | 29777916 | Cable Trench | 2019-03-29 | 2019-01-01 | 10059352
0 | 0 | 0 | 0 | 2024-12-01 | BH Colorado Electric Oper Co | Regulated Electric (122) | WPC Sub 30340 West Station | WPC Sub 30340 West Station | 135300 | Capacitor Bank, Station: 1051000000 | 9973976 | CAPACITOR BANK, STATION | 1971-07-01 | 1971-07-01 | CPR Conversion
2 | 41894.06 | 44091.1655 | -2197.1055 | 2024-12-01 | BH Colorado Electric Oper Co | Regulated Electric (122) | WPC Sub 30340 West Station | WPC Sub 30340 West Station | 135300 | Capacitor Bank, Station: 1051000000 | 9821696 | CAPACITOR BANK, STATION | 1971-07-01 | 1971-07-01 | WCDXFER
0 | 0 | 0 | 0 | 2024-12-01 | BH Colorado Electric Oper Co | Regulated Electric (122) | WPC Sub 30340 West Station | WPC Sub 30340 West Station | 135300 | Capacitor Bank, Station: 1051000000 | 9973975 | CAPACITOR BANKS, STATION | 1990-07-01 | 1990-07-01 | CPR Conversion
51 | 21512.87 | 14655.9282 | 6856.9418 | 2024-12-01 | BH Colorado Electric Oper Co | Regulated Electric (122) | WPC Sub 30340 West Station | WPC Sub 30340 West Station | 135300 | Capacitor Bank, Station: 1051000000 | 9821695 | CAPACITOR BANKS, STATION | 1990-07-01 | 1990-07-01 | WCDXFER
0 | 0 | 0 | 0 | 2024-12-01 | BH Colorado Electric Oper Co | Regulated Electric (122) | WPC Sub 30340 West Station | WPC Sub 30340 West Station | 135300 | Capacitor Banks-Foundation: 1050000000 | 9974025 | CAPACITOR BANKS-FOUNDATION | 1979-07-01 | 1979-07-01 | CPR Conversion
1 | 2638.85 | 2370.9477 | 267.9023 | 2024-12-01 | BH Colorado Electric Oper Co | Regulated Electric (122) | WPC Sub 30340 West Station | WPC Sub 30340 West Station | 135300 | Capacitor Banks-Foundation: 1050000000 | 9821699 | CAPACITOR BANKS-FOUNDATION | 1979-07-01 | 1979-07-01 | WCDXFER
1 | 79244.25 | 21125.0328 | 58119.2172 | 2024-12-01 | BH Colorado Electric Oper Co | Regulated Electric (122) | WPC Sub 30340 West Station | WPC Sub 30340 West Station | 135300 | Clearing & Grading: 1260000000 | 11545331 | SURFACING | 2011-05-06 | 2012-01-01 | 10027440
14 | 23911.95 | 25354.5089 | -1442.5589 | 2024-12-01 | BH Colorado Electric Oper Co | Regulated Electric (122) | WPC Sub 30340 West Station | WPC Sub 30340 West Station | 135300 | Combo-Elec-45-69kv- <= 600amps: 7984106906 | 9821799 | COMBO-ELEC-45-69KV- <= 600AMPS | 1958-07-01 | 1958-07-01 | WCDXFER
0 | 0 | 0 | 0 | 2024-12-01 | BH Colorado Electric Oper Co | Regulated Electric (122) | WPC Sub 30340 West Station | WPC Sub 30340 West Station | 135300 | Combo-Elec-45-69kv- <= 600amps: 7984106906 | 9974089 | COMBO-ELEC-45-69KV- <= 600AMPS | 1958-07-01 | 1958-07-01 | CPR Conversion
0 | 0 | 0 | 0 | 2024-12-01 | BH Colorado Electric Oper Co | Regulated Electric (122) | WPC Sub 30340 West Station | WPC Sub 30340 West Station | 135300 | Combo-Elec-69-170kv- <= 600amps: 7984117006 | 9974088 | COMBO-ELEC-69-170KV- <= 600AMPS | 1954-07-01 | 1954-07-01 | CPR Conversion
2 | 8087.71 | 8595.2452 | -507.5352 | 2024-12-01 | BH Colorado Electric Oper Co | Regulated Electric (122) | WPC Sub 30340 West Station | WPC Sub 30340 West Station | 135300 | Combo-Elec-69-170kv- <= 600amps: 7984117006 | 9821834 | COMBO-ELEC-69-170KV- <= 600AMPS | 1954-07-01 | 1954-07-01 | WCDXFER
0 | -2675.1 | -2720.4646 | 45.3646 | 2024-12-01 | BH Colorado Electric Oper Co | Regulated Electric (122) | WPC Sub 30340 West Station | WPC Sub 30340 West Station | 135300 | Combo-Elec-69-170kv- <= 600amps: 7984117006 | 9821833 | SWITCH,COMBO,ELEC,69001-170K, | 1973-07-01 | 1973-07-01 | WCDXFER
0 | 0 | 0 | 0 | 2024-12-01 | BH Colorado Electric Oper Co | Regulated Electric (122) | WPC Sub 30340 West Station | WPC Sub 30340 West Station | 135300 | Combo-Elec-69-170kv- <= 600amps: 7984117006 | 9974084 | SWITCH,COMBO,ELEC,69001-170K, | 1973-07-01 | 1973-07-01 | CPR Conversion
15 | 52507.88 | 55675.5728 | -3167.6928 | 2024-12-01 | BH Colorado Electric Oper Co | Regulated Electric (122) | WPC Sub 30340 West Station | WPC Sub 30340 West Station | 135300 | Combo-Elec-69-170kv- <= 600amps: 7984117006 | 9821830 | SWITCH,COMBO,ELEC,69001-170K, | 1958-07-01 | 1958-07-01 | WCDXFER
0 | 0 | 0 | 0 | 2024-12-01 | BH Colorado Electric Oper Co | Regulated Electric (122) | WPC Sub 30340 West Station | WPC Sub 30340 West Station | 135300 | Combo-Elec-69-170kv- <= 600amps: 7984117006 | 9974087 | SWITCH,COMBO,ELEC,69001-170K, | 1958-07-01 | 1958-07-01 | CPR Conversion
2 | 8734.68 | 9240.437 | -505.757 | 2024-12-01 | BH Colorado Electric Oper Co | Regulated Electric (122) | WPC Sub 30340 West Station | WPC Sub 30340 West Station | 135300 | Combo-Elec-69-170kv- <= 600amps: 7984117006 | 9821831 | SWITCH,COMBO,ELEC,69001-170K, | 1962-07-01 | 1962-07-01 | WCDXFER
0 | 0 | 0 | 0 | 2024-12-01 | BH Colorado Electric Oper Co | Regulated Electric (122) | WPC Sub 30340 West Station | WPC Sub 30340 West Station | 135300 | Combo-Elec-69-170kv- <= 600amps: 7984117006 | 9974085 | SWITCH,COMBO,ELEC,69001-170K, | 1967-07-01 | 1967-07-01 | CPR Conversion
0 | 0 | 0 | 0 | 2024-12-01 | BH Colorado Electric Oper Co | Regulated Electric (122) | WPC Sub 30340 West Station | WPC Sub 30340 West Station | 135300 | Combo-Elec-69-170kv- <= 600amps: 7984117006 | 9974086 | SWITCH,COMBO,ELEC,69001-170K, | 1962-07-01 | 1962-07-01 | CPR Conversion
1 | 3806.67 | 4015.5422 | -208.8722 | 2024-12-01 | BH Colorado Electric Oper Co | Regulated Electric (122) | WPC Sub 30340 West Station | WPC Sub 30340 West Station | 135300 | Combo-Elec-69-170kv- <= 600amps: 7984117006 | 9821832 | SWITCH,COMBO,ELEC,69001-170K, | 1967-07-01 | 1967-07-01 | WCDXFER
0 | 103050.44 | 11192.0177 | 91858.4223 | 2024-12-01 | BH Colorado Electric Oper Co | Regulated Electric (122) | WPC Sub 30340 West Station | WPC Sub 30340 West Station | 135300 | Communications - JMUX Equip: | 29777931 | Communications - JMUX Equip | 2019-03-29 | 2019-01-01 | 10059352
1 | 2366.69 | 303.774 | 2062.916 | 2024-12-01 | BH Colorado Electric Oper Co | Regulated Electric (122) | WPC Sub 30340 West Station | WPC Sub 30340 West Station | 135300 | Communications Equip: | 29636553 | Microwave Dehydrator | 2018-12-03 | 2018-01-01 | 10062071
1 | 420.39 | 442.692 | -22.302 | 2024-12-01 | BH Colorado Electric Oper Co | Regulated Electric (122) | WPC Sub 30340 West Station | WPC Sub 30340 West Station | 135300 | Cond. Control Cable, Other: 0772000000 | 9821704 | CONTROL CABLE-COPPER, OTHER | 1970-07-01 | 1970-07-01 | WCDXFER
2 | 711.38 | 752.5705 | -41.1905 | 2024-12-01 | BH Colorado Electric Oper Co | Regulated Electric (122) | WPC Sub 30340 West Station | WPC Sub 30340 West Station | 135300 | Cond. Control Cable, Other: 0772000000 | 9821702 | CONTROL CABLE-COPPER, OTHER | 1962-07-01 | 1962-07-01 | WCDXFER
0 | 0 | 0 | 0 | 2024-12-01 | BH Colorado Electric Oper Co | Regulated Electric (122) | WPC Sub 30340 West Station | WPC Sub 30340 West Station | 135300 | Cond. Control Cable, Other: 0772000000 | 9974015 | CONTROL CABLE-COPPER, OTHER | 1962-07-01 | 1962-07-01 | CPR Conversion
0 | 0 | 0 | 0 | 2024-12-01 | BH Colorado Electric Oper Co | Regulated Electric (122) | WPC Sub 30340 West Station | WPC Sub 30340 West Station | 135300 | Cond. Control Cable, Other: 0772000000 | 9974014 | CONTROL CABLE-COPPER, OTHER | 1967-07-01 | 1967-07-01 | CPR Conversion
0 | 177207.47 | 19246.0036 | 157961.4664 | 2024-12-01 | BH Colorado Electric Oper Co | Regulated Electric (122) | WPC Sub 30340 West Station | WPC Sub 30340 West Station | 135300 | Cond. Control Cable, Other: 0772000000 | 29777913 | CONTROL CABLE | 2019-03-29 | 2019-01-01 | 10059352
0 | 0 | 0 | 0 | 2024-12-01 | BH Colorado Electric Oper Co | Regulated Electric (122) | WPC Sub 30340 West Station | WPC Sub 30340 West Station | 135300 | Cond. Control Cable, Other: 0772000000 | 9974016 | COND. CONTROL CABLE-COPPER, OTHER | 1958-07-01 | 1958-07-01 | CPR Conversion
0 | 0 | 0 | 0 | 2024-12-01 | BH Colorado Electric Oper Co | Regulated Electric (122) | WPC Sub 30340 West Station | WPC Sub 30340 West Station | 135300 | Cond. Control Cable, Other: 0772000000 | 9974013 | CONTROL CABLE-COPPER, OTHER | 1970-07-01 | 1970-07-01 | CPR Conversion
0 | 0 | 0 | 0 | 2024-12-01 | BH Colorado Electric Oper Co | Regulated Electric (122) | WPC Sub 30340 West Station | WPC Sub 30340 West Station | 135300 | Cond. Control Cable, Other: 0772000000 | 9974101 | CONTROL CABLE-COPPER, OTHER | 1973-07-01 | 1973-07-01 | CPR Conversion
2 | 1775.87 | 1873.3121 | -97.4421 | 2024-12-01 | BH Colorado Electric Oper Co | Regulated Electric (122) | WPC Sub 30340 West Station | WPC Sub 30340 West Station | 135300 | Cond. Control Cable, Other: 0772000000 | 9821703 | CONTROL CABLE-COPPER, OTHER | 1967-07-01 | 1967-07-01 | WCDXFER
1 | 19242.73 | 20403.6045 | -1160.8745 | 2024-12-01 | BH Colorado Electric Oper Co | Regulated Electric (122) | WPC Sub 30340 West Station | WPC Sub 30340 West Station | 135300 | Cond. Control Cable, Other: 0772000000 | 9821706 | COND. CONTROL CABLE-COPPER, OTHER | 1958-07-01 | 1958-07-01 | WCDXFER
0 | -1028.8 | -1046.2465 | 17.4465 | 2024-12-01 | BH Colorado Electric Oper Co | Regulated Electric (122) | WPC Sub 30340 West Station | WPC Sub 30340 West Station | 135300 | Cond. Control Cable, Other: 0772000000 | 9821705 | CONTROL CABLE-COPPER, OTHER | 1973-07-01 | 1973-07-01 | WCDXFER
0 | 0 | 0 | 0 | 2024-12-01 | BH Colorado Electric Oper Co | Regulated Electric (122) | WPC Sub 30340 West Station | WPC Sub 30340 West Station | 135300 | Conduit, Not Encsd Steel 3"-4": 1822204000 | 9974039 | CONDUIT-NOT ENCD, STL-3"-4" | 1962-07-01 | 1962-07-01 | CPR Conversion
120 | 83.92 | 88.7792 | -4.8592 | 2024-12-01 | BH Colorado Electric Oper Co | Regulated Electric (122) | WPC Sub 30340 West Station | WPC Sub 30340 West Station | 135300 | Conduit, Not Encsd Steel 3"-4": 1822204000 | 9821736 | CONDUIT-NOT ENCD, STL-3"-4" | 1962-07-01 | 1962-07-01 | WCDXFER
160 | 610.63 | 644.1353 | -33.5053 | 2024-12-01 | BH Colorado Electric Oper Co | Regulated Electric (122) | WPC Sub 30340 West Station | WPC Sub 30340 West Station | 135300 | Conduit, Not Encsd Steel 3"-4": 1822204000 | 9821737 | CONDUIT-NOT ENCD, STL-3"-4" | 1967-07-01 | 1967-07-01 | WCDXFER
0 | 0 | 0 | 0 | 2024-12-01 | BH Colorado Electric Oper Co | Regulated Electric (122) | WPC Sub 30340 West Station | WPC Sub 30340 West Station | 135300 | Conduit, Not Encsd Steel 3"-4": 1822204000 | 9974038 | CONDUIT-NOT ENCD, STL-3"-4" | 1967-07-01 | 1967-07-01 | CPR Conversion
0 | 0 | 0 | 0 | 2024-12-01 | BH Colorado Electric Oper Co | Regulated Electric (122) | WPC Sub 30340 West Station | WPC Sub 30340 West Station | 135300 | Conduit, Not Encsd Steel 3"-4": 1822204000 | 9974040 | CONDUIT-NOT ENCD, STL-3"-4" | 1958-07-01 | 1958-07-01 | CPR Conversion
6280 | 5292.09 | 5611.3509 | -319.2609 | 2024-12-01 | BH Colorado Electric Oper Co | Regulated Electric (122) | WPC Sub 30340 West Station | WPC Sub 30340 West Station | 135300 | Conduit, Not Encsd Steel 3"-4": 1822204000 | 9821735 | CONDUIT-NOT ENCD, STL-3"-4" | 1958-07-01 | 1958-07-01 | WCDXFER
0 | 0 | 0 | 0 | 2024-12-01 | BH Colorado Electric Oper Co | Regulated Electric (122) | WPC Sub 30340 West Station | WPC Sub 30340 West Station | 135300 | Conduit, Not Encsd Steel Undr 3": 1822202000 | 9974042 | CONDUIT, NOT ENCD-STL-UNDR 3" | 1970-07-01 | 1970-07-01 | CPR Conversion
0 | 0 | 0 | 0 | 2024-12-01 | BH Colorado Electric Oper Co | Regulated Electric (122) | WPC Sub 30340 West Station | WPC Sub 30340 West Station | 135300 | Conduit, Not Encsd Steel Undr 3": 1822202000 | 9974041 | CONDUIT, NOT ENCD-STL-UNDR 3" | 1958-07-01 | 1958-07-01 | CPR Conversion
525 | 475.11 | 501.1793 | -26.0693 | 2024-12-01 | BH Colorado Electric Oper Co | Regulated Electric (122) | WPC Sub 30340 West Station | WPC Sub 30340 West Station | 135300 | Conduit, Not Encsd Steel Undr 3": 1822202000 | 9821740 | CONDUIT, NOT ENCD-STL-UNDR 3" | 1967-07-01 | 1967-07-01 | WCDXFER
120 | 66.65 | 70.1858 | -3.5358 | 2024-12-01 | BH Colorado Electric Oper Co | Regulated Electric (122) | WPC Sub 30340 West Station | WPC Sub 30340 West Station | 135300 | Conduit, Not Encsd Steel Undr 3": 1822202000 | 9821741 | CONDUIT, NOT ENCD-STL-UNDR 3" | 1970-07-01 | 1970-07-01 | WCDXFER
1870 | 1158.11 | 1227.9764 | -69.8664 | 2024-12-01 | BH Colorado Electric Oper Co | Regulated Electric (122) | WPC Sub 30340 West Station | WPC Sub 30340 West Station | 135300 | Conduit, Not Encsd Steel Undr 3": 1822202000 | 9821738 | CONDUIT, NOT ENCD-STL-UNDR 3" | 1958-07-01 | 1958-07-01 | WCDXFER
0 | 0 | 0 | 0 | 2024-12-01 | BH Colorado Electric Oper Co | Regulated Electric (122) | WPC Sub 30340 West Station | WPC Sub 30340 West Station | 135300 | Conduit, Not Encsd Steel Undr 3": 1822202000 | 9724121 | CONDUIT, NOT ENCD-STL-UNDR 3" | 1967-07-01 | 1967-07-01 | CPR Conversion
440 | 376.58 | 398.3848 | -21.8048 | 2024-12-01 | BH Colorado Electric Oper Co | Regulated Electric (122) | WPC Sub 30340 West Station | WPC Sub 30340 West Station | 135300 | Conduit, Not Encsd Steel Undr 3": 1822202000 | 9821739 | CONDUIT, NOT ENCD-STL-UNDR 3" | 1962-07-01 | 1962-07-01 | WCDXFER
0 | 0 | 0 | 0 | 2024-12-01 | BH Colorado Electric Oper Co | Regulated Electric (122) | WPC Sub 30340 West Station | WPC Sub 30340 West Station | 135300 | Conduit, Not Encsd Steel Undr 3": 1822202000 | 9974043 | CONDUIT, NOT ENCD-STL-UNDR 3" | 1962-07-01 | 1962-07-01 | CPR Conversion
2100 | 80168.11 | 21371.3166 | 58796.7934 | 2024-12-01 | BH Colorado Electric Oper Co | Regulated Electric (122) | WPC Sub 30340 West Station | WPC Sub 30340 West Station | 135300 | Conduit, Unknown type: 1825000000 | 11545323 | CONDUIT-CONDUIT FITTINGS | 2011-05-06 | 2012-01-01 | 10027440
0 | 110145.44 | 11962.5856 | 98182.8544 | 2024-12-01 | BH Colorado Electric Oper Co | Regulated Electric (122) | WPC Sub 30340 West Station | WPC Sub 30340 West Station | 135300 | Conduit, Unknown type: 1825000000 | 29777939 | STATION CONDUIT | 2019-03-29 | 2019-01-01 | 10059352
1 | 1241.32 | 1310.1838 | -68.8638 | 2024-12-01 | BH Colorado Electric Oper Co | Regulated Electric (122) | WPC Sub 30340 West Station | WPC Sub 30340 West Station | 135300 | Coupling Capacitor- 34.: 1125034000 | 9821724 | CARR CURR EQ-COUPLING CAPACITOR 34.5KV | 1966-07-01 | 1966-07-01 | WCDXFER
0 | 0 | 0 | 0 | 2024-12-01 | BH Colorado Electric Oper Co | Regulated Electric (122) | WPC Sub 30340 West Station | WPC Sub 30340 West Station | 135300 | Coupling Capacitor- 34.: 1125034000 | 9724122 | CARR CURR EQ-COUPLING CAPACITOR 34.5KV | 1966-07-01 | 1966-07-01 | CPR Conversion
0 | 0 | 0 | 0 | 2024-12-01 | BH Colorado Electric Oper Co | Regulated Electric (122) | WPC Sub 30340 West Station | WPC Sub 30340 West Station | 135300 | Coupling Capacitor Pt-161kv: 1127161000 | 9973973 | CARR CURR EQ-CPLNG CAP PT-161KV | 1958-07-01 | 1958-07-01 | CPR Conversion
10 | 35329.62 | 37460.9835 | -2131.3635 | 2024-12-01 | BH Colorado Electric Oper Co | Regulated Electric (122) | WPC Sub 30340 West Station | WPC Sub 30340 West Station | 135300 | Coupling Capacitor Pt-161kv: 1127161000 | 9821720 | CARR CURR EQ-CPLNG CAP PT-161KV | 1958-07-01 | 1958-07-01 | WCDXFER
0 | 0 | 0 | 0 | 2024-12-01 | BH Colorado Electric Oper Co | Regulated Electric (122) | WPC Sub 30340 West Station | WPC Sub 30340 West Station | 135300 | Coupling Capacitor: 1125000000 | 9974053 | CARR CURR EQ-COUPLING CAPACITOR 161KV | 1962-07-01 | 1962-07-01 | CPR Conversion
1 | 1758.6 | 1860.4268 | -101.8268 | 2024-12-01 | BH Colorado Electric Oper Co | Regulated Electric (122) | WPC Sub 30340 West Station | WPC Sub 30340 West Station | 135300 | Coupling Capacitor: 1125000000 | 9821721 | CARR CURR EQ-COUPLING CAPACITOR 161KV | 1962-07-01 | 1962-07-01 | WCDXFER
0 | 0 | 0 | 0 | 2024-12-01 | BH Colorado Electric Oper Co | Regulated Electric (122) | WPC Sub 30340 West Station | WPC Sub 30340 West Station | 135300 | Ctrl Cub-Switchgear, Metalclad: 1963000000 | 9724120 | CTRL CUB-SWITCHGEAR, METALCLAD | 1962-07-01 | 1962-07-01 | CPR Conversion
1 | 3060.19 | 3237.3817 | -177.1917 | 2024-12-01 | BH Colorado Electric Oper Co | Regulated Electric (122) | WPC Sub 30340 West Station | WPC Sub 30340 West Station | 135300 | Ctrl Cub-Switchgear, Metalclad: 1963000000 | 9821734 | CTRL CUB-SWITCHGEAR, METALCLAD | 1962-07-01 | 1962-07-01 | WCDXFER
0 | 0 | 0 | 0 | 2024-12-01 | BH Colorado Electric Oper Co | Regulated Electric (122) | WPC Sub 30340 West Station | WPC Sub 30340 West Station | 135300 | Electric Test Eq - Recording: 4411200000 | 9974071 | ELECTRIC TEST EQ - RECORDING | 1958-07-01 | 1958-07-01 | CPR Conversion
0 | 0 | 0 | 0 | 2024-12-01 | BH Colorado Electric Oper Co | Regulated Electric (122) | WPC Sub 30340 West Station | WPC Sub 30340 West Station | 135300 | Electric Test Eq - Recording: 4411200000 | 9821755 | ELECTRIC TEST EQ - RECORDING | 1958-07-01 | 1958-07-01 | WCDXFER
0 | 0 | 0 | 0 | 2024-12-01 | BH Colorado Electric Oper Co | Regulated Electric (122) | WPC Sub 30340 West Station | WPC Sub 30340 West Station | 135300 | Estimated Additions: 0010000000 | 36953984 | Upgrade 421 relay to 411L for North Penrose/Pueblo West substation additions | 2023-03-24 | 2023-03-01 | 10081448
0 | 0 | 0 | 0 | 2024-12-01 | BH Colorado Electric Oper Co | Regulated Electric (122) | WPC Sub 30340 West Station | WPC Sub 30340 West Station | 135300 | Estimated Additions: 0010000000 | 9725740 | Inv Carriers West Station | 2002-12-12 | 2005-11-01 | 10012712
0 | 0 | 0 | 0 | 2024-12-01 | BH Colorado Electric Oper Co | Regulated Electric (122) | WPC Sub 30340 West Station | WPC Sub 30340 West Station | 135300 | Estimated Additions: 0010000000 | 11248124 | WEST STATION MODIFICATION | 2011-05-06 | 2012-01-01 | 10027440
0 | 0 | 0 | 0 | 2024-12-01 | BH Colorado Electric Oper Co | Regulated Electric (122) | WPC Sub 30340 West Station | WPC Sub 30340 West Station | 135300 | Estimated Additions: 0010000000 | 11315063 | WEST STATION MODIFICATION | 2011-05-06 | 2012-03-01 | 10027440
0 | 0 | 0 | 0 | 2024-12-01 | BH Colorado Electric Oper Co | Regulated Electric (122) | WPC Sub 30340 West Station | WPC Sub 30340 West Station | 135300 | Estimated Additions: 0010000000 | 26666231 | Equipment and structural steel procurement and construction - West Station Substation - Pueblo, CO | 2019-03-29 | 2019-03-01 | 10059352
0 | 0 | 0 | 0 | 2024-12-01 | BH Colorado Electric Oper Co | Regulated Electric (122) | WPC Sub 30340 West Station | WPC Sub 30340 West Station | 135300 | Estimated Additions: 0010000000 | 28830364 | Replace existing door and/or locking mechanisms for West Substation to allow for compliance with NERC CIP Low Impact Standards. | 2019-12-16 | 2020-01-01 | 10068556
0 | 0 | 0 | 0 | 2024-12-01 | BH Colorado Electric Oper Co | Regulated Electric (122) | WPC Sub 30340 West Station | WPC Sub 30340 West Station | 135300 | Estimated Additions: 0010000000 | 37723780 | West Station Transformer Unit 2 replace X1, X2, X3 Bushings | 2023-08-30 | 2023-08-01 | 10082481
0 | 0 | 0 | 0 | 2024-12-01 | BH Colorado Electric Oper Co | Regulated Electric (122) | WPC Sub 30340 West Station | WPC Sub 30340 West Station | 135300 | Estimated Additions: 0010000000 | 10868383 | MIDWAY WEST STATION FIBER-FIBER PROJECT | 2010-12-31 | 2011-05-01 | 10040226
0 | 0 | 0 | 0 | 2024-12-01 | BH Colorado Electric Oper Co | Regulated Electric (122) | WPC Sub 30340 West Station | WPC Sub 30340 West Station | 135300 | Estimated Additions: 0010000000 | 9747506 | Repl Relay-West Station | 2006-12-19 | 2006-12-01 | 10023273
0 | 0 | 0 | 0 | 2024-12-01 | BH Colorado Electric Oper Co | Regulated Electric (122) | WPC Sub 30340 West Station | WPC Sub 30340 West Station | 135300 | Estimated Additions: 0010000000 | 9733760 | TIMING RELAY FOR SAN ISABEL | 2009-07-21 | 2009-07-01 | 10026612
0 | 0 | 0 | 0 | 2024-12-01 | BH Colorado Electric Oper Co | Regulated Electric (122) | WPC Sub 30340 West Station | WPC Sub 30340 West Station | 135300 | Estimated Additions: 0010000000 | 29341476 | Equipment and structural steel procurement and construction - West Station Substation - Pueblo, CO | 2019-03-29 | 2020-05-01 | 10059352
0 | 0 | 0 | 0 | 2024-12-01 | BH Colorado Electric Oper Co | Regulated Electric (122) | WPC Sub 30340 West Station | WPC Sub 30340 West Station | 135300 | Estimated Additions: 0010000000 | 9808071 | Inv-Dist Relays-West Station | 2000-03-15 | 2001-08-01 | 10009500
0 | 0 | 0 | 0 | 2024-12-01 | BH Colorado Electric Oper Co | Regulated Electric (122) | WPC Sub 30340 West Station | WPC Sub 30340 West Station | 135300 | Estimated Additions: 0010000000 | 26666213 | Work Order to Complete Engineering Only for West Station 115 kV Substation Addition. Project Includes three new 115 kV Breaker and Half Bays plus one Metered Terminal addition to existing bay. B&V to complete project drawings, construction specs and bid | 2019-03-29 | 2019-03-01 | 10059042
0 | 0 | 0 | 0 | 2024-12-01 | BH Colorado Electric Oper Co | Regulated Electric (122) | WPC Sub 30340 West Station | WPC Sub 30340 West Station | 135300 | Estimated Additions: 0010000000 | 11739114 | REPLACE EXISTING STATIC ON THE WEST STATION TO READER TRANSMISSION LINE WITH OPGW. 08-04-2011 | 2012-11-01 | 2012-12-01 | 10042608
0 | 0 | 0 | 0 | 2024-12-01 | BH Colorado Electric Oper Co | Regulated Electric (122) | WPC Sub 30340 West Station | WPC Sub 30340 West Station | 135300 | Estimated Additions: 0010000000 | 30357003 | Replace existing door and/or locking mechanisms for West Substation to allow for compliance with NERC CIP Low Impact Standards. | 2019-12-16 | 2020-11-01 | 10068556
0 | 0 | 0 | 0 | 2024-12-01 | BH Colorado Electric Oper Co | Regulated Electric (122) | WPC Sub 30340 West Station | WPC Sub 30340 West Station | 135300 | Estimated Additions: 0010000000 | 10167475 | REPLACE LTC CONTROLS WEST STAT | 2009-12-18 | 2009-12-01 | 10026926
0 | 0 | 0 | 0 | 2024-12-01 | BH Colorado Electric Oper Co | Regulated Electric (122) | WPC Sub 30340 West Station | WPC Sub 30340 West Station | 135300 | Estimated Additions: 0010000000 | 9813337 | Inv Carriers West Station | 2002-12-12 | 2002-12-01 | 10012712
0 | 0 | 0 | 0 | 2024-12-01 | BH Colorado Electric Oper Co | Regulated Electric (122) | WPC Sub 30340 West Station | WPC Sub 30340 West Station | 135300 | Estimated Additions: 0010000000 | 28413201 | Replace existing door and/or locking mechanisms for West Substation to allow for compliance with NERC CIP Low Impact Standards. | 2019-12-16 | 2019-12-01 | 10068556
0 | 0 | 0 | 0 | 2024-12-01 | BH Colorado Electric Oper Co | Regulated Electric (122) | WPC Sub 30340 West Station | WPC Sub 30340 West Station | 135300 | Estimated Additions: 0010000000 | 11738989 | Engineering Design on 115 kV line terminal @ West Station - New line to Portland | 2012-12-19 | 2012-12-01 | 10042868
0 | 0 | 0 | 0 | 2024-12-01 | BH Colorado Electric Oper Co | Regulated Electric (122) | WPC Sub 30340 West Station | WPC Sub 30340 West Station | 135300 | Estimated Additions: 0010000000 | 9816086 | W Station-Fence & Monitor Equp | 2003-11-20 | 2003-11-01 | 10018049
0 | 0 | 0 | 0 | 2024-12-01 | BH Colorado Electric Oper Co | Regulated Electric (122) | WPC Sub 30340 West Station | WPC Sub 30340 West Station | 135300 | Estimated Additions: 0010000000 | 29646561 | Replace existing door and/or locking mechanisms for West Substation to allow for compliance with NERC CIP Low Impact Standards. | 2019-12-16 | 2020-07-01 | 10068556
0 | 0 | 0 | 0 | 2024-12-01 | BH Colorado Electric Oper Co | Regulated Electric (122) | WPC Sub 30340 West Station | WPC Sub 30340 West Station | 135300 | Estimated Additions: 0010000000 | 12634525 | REPLACE 125VD BATTERY BANK AT WEST STATION SUBSTATION OLD BUILDING | 2014-02-12 | 2014-08-01 | 10049168
0 | 0 | 0 | 0 | 2024-12-01 | BH Colorado Electric Oper Co | Regulated Electric (122) | WPC Sub 30340 West Station | WPC Sub 30340 West Station | 135300 | Estimated Additions: 0010000000 | 9746274 | Repl relay-W Station Sub | 2007-02-01 | 2007-02-01 | 10024377
1 | 217.28 | 135.1532 | 82.1268 | 2024-12-01 | BH Colorado Electric Oper Co | Regulated Electric (122) | WPC Sub 30340 West Station | WPC Sub 30340 West Station | 135300 | Fence: 3220000000 | 9821732 | FENCES, CHAIN LINK | 1993-07-01 | 1993-07-01 | WCDXFER
0 | 0 | 0 | 0 | 2024-12-01 | BH Colorado Electric Oper Co | Regulated Electric (122) | WPC Sub 30340 West Station | WPC Sub 30340 West Station | 135300 | Fence: 3220000000 | 9974027 | FENCE | 1958-07-01 | 1958-07-01 | CPR Conversion
0 | 0 | 0 | 0 | 2024-12-01 | BH Colorado Electric Oper Co | Regulated Electric (122) | WPC Sub 30340 West Station | WPC Sub 30340 West Station | 135300 | Fence: 3220000000 | 9974026 | FENCES, CHAIN LINK | 1993-07-01 | 1993-07-01 | CPR Conversion
1 | 22322.59 | 9477.1752 | 12845.4148 | 2024-12-01 | BH Colorado Electric Oper Co | Regulated Electric (122) | WPC Sub 30340 West Station | WPC Sub 30340 West Station | 135300 | Fence: 3220000000 | 9816495 | FENCE - BARB WIRE | 2003-11-20 | 2003-01-01 | 10018049
1051 | 5150.68 | 5461.41 | -310.73 | 2024-12-01 | BH Colorado Electric Oper Co | Regulated Electric (122) | WPC Sub 30340 West Station | WPC Sub 30340 West Station | 135300 | Fence: 3220000000 | 9821733 | FENCE | 1958-07-01 | 1958-07-01 | WCDXFER
1 | 20117.37 | 4965.6614 | 15151.7086 | 2024-12-01 | BH Colorado Electric Oper Co | Regulated Electric (122) | WPC Sub 30340 West Station | WPC Sub 30340 West Station | 135300 | FIBER OPTIC PATCH PANEL: 8191015300 | 11845616 | FIBER OPTIC PATCH PANEL | 2012-10-11 | 2013-01-01 | 10044362
26 | 430857.85 | 46794.2561 | 384063.5939 | 2024-12-01 | BH Colorado Electric Oper Co | Regulated Electric (122) | WPC Sub 30340 West Station | WPC Sub 30340 West Station | 135300 | Foundation, Equipment: 3360000000 | 29777986 | FDN 115 HFRAME | 2019-03-29 | 2019-03-01 | 10059352
73 | 357492.28 | 95300.746 | 262191.534 | 2024-12-01 | BH Colorado Electric Oper Co | Regulated Electric (122) | WPC Sub 30340 West Station | WPC Sub 30340 West Station | 135300 | Foundation, Other: 3369000000 | 11545337 | FOUNDATIONS | 2011-05-06 | 2012-01-01 | 10027440
8 | 38469.44 | 4178.0574 | 34291.3826 | 2024-12-01 | BH Colorado Electric Oper Co | Regulated Electric (122) | WPC Sub 30340 West Station | WPC Sub 30340 West Station | 135300 | Foundation, Other: 3369000000 | 29777966 | FDN HIGH 3PH BUS STR | 2019-03-29 | 2019-03-01 | 10059352
3 | 12872.47 | 1398.0427 | 11474.4273 | 2024-12-01 | BH Colorado Electric Oper Co | Regulated Electric (122) | WPC Sub 30340 West Station | WPC Sub 30340 West Station | 135300 | Foundation, Other: 3369000000 | 29777962 | FDN 115KV CT STR | 2019-03-29 | 2019-03-01 | 10059352
8 | 38469.44 | 4178.0574 | 34291.3826 | 2024-12-01 | BH Colorado Electric Oper Co | Regulated Electric (122) | WPC Sub 30340 West Station | WPC Sub 30340 West Station | 135300 | Foundation, Other: 3369000000 | 29777958 | FDN 115KV LOW 3PH BUS STR | 2019-03-29 | 2019-03-01 | 10059352
32 | 137306.35 | 14912.4555 | 122393.8945 | 2024-12-01 | BH Colorado Electric Oper Co | Regulated Electric (122) | WPC Sub 30340 West Station | WPC Sub 30340 West Station | 135300 | Foundation, Switchgear: 3363000000 | 29777950 | FDN 115 LOW SWITCH STR | 2019-03-29 | 2019-03-01 | 10059352
10 | 125765.51 | 13659.0374 | 112106.4726 | 2024-12-01 | BH Colorado Electric Oper Co | Regulated Electric (122) | WPC Sub 30340 West Station | WPC Sub 30340 West Station | 135300 | Foundation, Switchgear: 3363000000 | 29777954 | FDN 115KV BKR | 2019-03-29 | 2019-03-01 | 10059352
10 | 2782.9 | 2950.7867 | -167.8867 | 2024-12-01 | BH Colorado Electric Oper Co | Regulated Electric (122) | WPC Sub 30340 West Station | WPC Sub 30340 West Station | 135300 | Foundation: 6210000000 | 9821767 | FOUNDATION | 1958-07-01 | 1958-07-01 | WCDXFER
1 | 250 | 264.4755 | -14.4755 | 2024-12-01 | BH Colorado Electric Oper Co | Regulated Electric (122) | WPC Sub 30340 West Station | WPC Sub 30340 West Station | 135300 | Foundation: 6210000000 | 9821764 | PWR CIRC BREAKERS-FOUNDATION | 1962-07-01 | 1962-07-01 | WCDXFER
0 | 0 | 0 | 0 | 2024-12-01 | BH Colorado Electric Oper Co | Regulated Electric (122) | WPC Sub 30340 West Station | WPC Sub 30340 West Station | 135300 | Foundation: 6210000000 | 9974022 | PWR CIRC BREAKERS-FOUNDATION | 1962-07-01 | 1962-07-01 | CPR Conversion
0 | 0 | 0 | 0 | 2024-12-01 | BH Colorado Electric Oper Co | Regulated Electric (122) | WPC Sub 30340 West Station | WPC Sub 30340 West Station | 135300 | Foundation: 6210000000 | 9974024 | FOUNDATION | 1958-07-01 | 1958-07-01 | CPR Conversion
0 | -927.62 | -943.3507 | 15.7307 | 2024-12-01 | BH Colorado Electric Oper Co | Regulated Electric (122) | WPC Sub 30340 West Station | WPC Sub 30340 West Station | 135300 | Foundation: 6210000000 | 9821766 | PWR CIRC BREAKERS-FOUNDATION | 1973-07-01 | 1973-07-01 | WCDXFER
0 | 0 | 0 | 0 | 2024-12-01 | BH Colorado Electric Oper Co | Regulated Electric (122) | WPC Sub 30340 West Station | WPC Sub 30340 West Station | 135300 | Foundation: 6210000000 | 9974021 | PWR CIRC BREAKERS-FOUNDATION | 1973-07-01 | 1973-07-01 | CPR Conversion
4 | 1483.82 | 1565.2373 | -81.4173 | 2024-12-01 | BH Colorado Electric Oper Co | Regulated Electric (122) | WPC Sub 30340 West Station | WPC Sub 30340 West Station | 135300 | Foundation: 6210000000 | 9821765 | PWR CIRC BREAKERS-FOUNDATION | 1967-07-01 | 1967-07-01 | WCDXFER
0 | 0 | 0 | 0 | 2024-12-01 | BH Colorado Electric Oper Co | Regulated Electric (122) | WPC Sub 30340 West Station | WPC Sub 30340 West Station | 135300 | Foundation: 6210000000 | 9974023 | PWR CIRC BREAKERS-FOUNDATION | 1967-07-01 | 1967-07-01 | CPR Conversion
3 | 12877.11 | 2669.9527 | 10207.1573 | 2024-12-01 | BH Colorado Electric Oper Co | Regulated Electric (122) | WPC Sub 30340 West Station | WPC Sub 30340 West Station | 135300 | Gas Breaker Bushing- 69 Kv: 6215069000 | 12458902 | BREAKER BUSHINGS 69KV | 2014-02-12 | 2014-01-01 | 10048677
1 | 144568.24 | 38539.185 | 106029.055 | 2024-12-01 | BH Colorado Electric Oper Co | Regulated Electric (122) | WPC Sub 30340 West Station | WPC Sub 30340 West Station | 135300 | Grounding Systems, Station: 3920000000 | 11545310 | GROUNDING SYSTEMS: STATION | 2011-05-06 | 2012-01-01 | 10027440
0 | 639.81 | 676.47 | -36.66 | 2024-12-01 | BH Colorado Electric Oper Co | Regulated Electric (122) | WPC Sub 30340 West Station | WPC Sub 30340 West Station | 135300 | Grounding Systems, Station: 3920000000 | 9821762 | STATION GROUNDING SYSTEMS | 1963-07-01 | 1963-07-01 | WCDXFER
0 | 285103.02 | 30964.235 | 254138.785 | 2024-12-01 | BH Colorado Electric Oper Co | Regulated Electric (122) | WPC Sub 30340 West Station | WPC Sub 30340 West Station | 135300 | Grounding Systems, Station: 3920000000 | 29777919 | Grounding Systems, Station | 2019-03-29 | 2019-01-01 | 10059352
0 | 159.14 | 167.872 | -8.732 | 2024-12-01 | BH Colorado Electric Oper Co | Regulated Electric (122) | WPC Sub 30340 West Station | WPC Sub 30340 West Station | 135300 | Grounding Systems, Station: 3920000000 | 9821727 | STATION GROUNDING SYSTEMS | 1967-07-01 | 1967-07-01 | WCDXFER
1 | 7409.91 | 7856.9347 | -447.0247 | 2024-12-01 | BH Colorado Electric Oper Co | Regulated Electric (122) | WPC Sub 30340 West Station | WPC Sub 30340 West Station | 135300 | Grounding Systems, Station: 3920000000 | 9821728 | GROUNDING SYSTEMS, STATION | 1958-07-01 | 1958-07-01 | WCDXFER
0 | 0 | 0 | 0 | 2024-12-01 | BH Colorado Electric Oper Co | Regulated Electric (122) | WPC Sub 30340 West Station | WPC Sub 30340 West Station | 135300 | Grounding Systems, Station: 3920000000 | 9974019 | GROUNDING SYSTEMS, STATION | 1958-07-01 | 1958-07-01 | CPR Conversion
0 | 0 | 0 | 0 | 2024-12-01 | BH Colorado Electric Oper Co | Regulated Electric (122) | WPC Sub 30340 West Station | WPC Sub 30340 West Station | 135300 | Grounding Systems, Station: 3920000000 | 9974018 | STATION GROUNDING SYSTEMS | 1963-07-01 | 1963-07-01 | CPR Conversion
0 | 0 | 0 | 0 | 2024-12-01 | BH Colorado Electric Oper Co | Regulated Electric (122) | WPC Sub 30340 West Station | WPC Sub 30340 West Station | 135300 | Grounding Systems, Station: 3920000000 | 9974017 | STATION GROUNDING SYSTEMS | 1967-07-01 | 1967-07-01 | CPR Conversion
0 | 0 | 0 | 0 | 2024-12-01 | BH Colorado Electric Oper Co | Regulated Electric (122) | WPC Sub 30340 West Station | WPC Sub 30340 West Station | 135300 | Line Tuner: 1129000000 | 9974054 | CARR CURR EQ-LINE TUNER | 1962-07-01 | 1962-07-01 | CPR Conversion
0 | 0 | 0 | 0 | 2024-12-01 | BH Colorado Electric Oper Co | Regulated Electric (122) | WPC Sub 30340 West Station | WPC Sub 30340 West Station | 135300 | Line Tuner: 1129000000 | 9973971 | CARR CURR EQ-LINE TUNER | 1959-07-01 | 1959-07-01 | CPR Conversion
1 | 730.02 | 773.6179 | -43.5979 | 2024-12-01 | BH Colorado Electric Oper Co | Regulated Electric (122) | WPC Sub 30340 West Station | WPC Sub 30340 West Station | 135300 | Line Tuner: 1129000000 | 9821711 | CARR CURR EQ-LINE TUNER | 1959-07-01 | 1959-07-01 | WCDXFER
1 | 369.5 | 390.8949 | -21.3949 | 2024-12-01 | BH Colorado Electric Oper Co | Regulated Electric (122) | WPC Sub 30340 West Station | WPC Sub 30340 West Station | 135300 | Line Tuner: 1129000000 | 9821712 | CARR CURR EQ-LINE TUNER | 1962-07-01 | 1962-07-01 | WCDXFER
0 | 0 | 0 | 0 | 2024-12-01 | BH Colorado Electric Oper Co | Regulated Electric (122) | WPC Sub 30340 West Station | WPC Sub 30340 West Station | 135300 | Line Tuner: 1129000000 | 9974049 | LINE TUNER | 1970-07-01 | 1970-07-01 | CPR Conversion
1 | 2100 | 2211.4065 | -111.4065 | 2024-12-01 | BH Colorado Electric Oper Co | Regulated Electric (122) | WPC Sub 30340 West Station | WPC Sub 30340 West Station | 135300 | Line Tuner: 1129000000 | 9821710 | LINE TUNER | 1970-07-01 | 1970-07-01 | WCDXFER
0 | 0 | 0 | 0 | 2024-12-01 | BH Colorado Electric Oper Co | Regulated Electric (122) | WPC Sub 30340 West Station | WPC Sub 30340 West Station | 135300 | Line Tuner: 1129000000 | 9974050 | CARR CURR EQ-LINE TUNER | 1966-07-01 | 1966-07-01 | CPR Conversion
1 | 654.13 | 690.4187 | -36.2887 | 2024-12-01 | BH Colorado Electric Oper Co | Regulated Electric (122) | WPC Sub 30340 West Station | WPC Sub 30340 West Station | 135300 | Line Tuner: 1129000000 | 9821713 | CARR CURR EQ-LINE TUNER | 1966-07-01 | 1966-07-01 | WCDXFER
1 | 10001.72 | 10550.5149 | -548.7949 | 2024-12-01 | BH Colorado Electric Oper Co | Regulated Electric (122) | WPC Sub 30340 West Station | WPC Sub 30340 West Station | 135300 | Low Profile Struct-Bus Support-1ph: 7841010000 | 9821810 | STRUC/OUTDR-LOW-BUS SUPPORT-1 | 1967-07-01 | 1967-07-01 | WCDXFER
0 | 10832.75 | 11459.9898 | -627.2398 | 2024-12-01 | BH Colorado Electric Oper Co | Regulated Electric (122) | WPC Sub 30340 West Station | WPC Sub 30340 West Station | 135300 | Low Profile Struct-Bus Support-1ph: 7841010000 | 9821809 | STRUC/OUTDR-LOW-BUS SUPPORT-1 | 1962-07-01 | 1962-07-01 | WCDXFER
0 | 0 | 0 | 0 | 2024-12-01 | BH Colorado Electric Oper Co | Regulated Electric (122) | WPC Sub 30340 West Station | WPC Sub 30340 West Station | 135300 | Low Profile Struct-Bus Support-1ph: 7841010000 | 9974096 | LOW PROFILE STRUCT-BUS SUPPORT-1PH | 1958-07-01 | 1958-07-01 | CPR Conversion
0 | 0 | 0 | 0 | 2024-12-01 | BH Colorado Electric Oper Co | Regulated Electric (122) | WPC Sub 30340 West Station | WPC Sub 30340 West Station | 135300 | Low Profile Struct-Bus Support-1ph: 7841010000 | 9974093 | STRUC/OUTDR-LOW-BUS SUPPORT-1 | 1973-07-01 | 1973-07-01 | CPR Conversion
0 | -7028.6 | -7147.7918 | 119.1918 | 2024-12-01 | BH Colorado Electric Oper Co | Regulated Electric (122) | WPC Sub 30340 West Station | WPC Sub 30340 West Station | 135300 | Low Profile Struct-Bus Support-1ph: 7841010000 | 9821811 | STRUC/OUTDR-LOW-BUS SUPPORT-1 | 1973-07-01 | 1973-07-01 | WCDXFER
0 | 0 | 0 | 0 | 2024-12-01 | BH Colorado Electric Oper Co | Regulated Electric (122) | WPC Sub 30340 West Station | WPC Sub 30340 West Station | 135300 | Low Profile Struct-Bus Support-1ph: 7841010000 | 9974094 | STRUC/OUTDR-LOW-BUS SUPPORT-1 | 1967-07-01 | 1967-07-01 | CPR Conversion
1 | 27620.09 | 29286.3534 | -1666.2634 | 2024-12-01 | BH Colorado Electric Oper Co | Regulated Electric (122) | WPC Sub 30340 West Station | WPC Sub 30340 West Station | 135300 | Low Profile Struct-Bus Support-1ph: 7841010000 | 9821812 | LOW PROFILE STRUCT-BUS SUPPORT-1PH | 1958-07-01 | 1958-07-01 | WCDXFER
0 | 0 | 0 | 0 | 2024-12-01 | BH Colorado Electric Oper Co | Regulated Electric (122) | WPC Sub 30340 West Station | WPC Sub 30340 West Station | 135300 | Low Profile Struct-Bus Support-1ph: 7841010000 | 9974095 | STRUC/OUTDR-LOW-BUS SUPPORT-1 | 1962-07-01 | 1962-07-01 | CPR Conversion
0 | 0 | 0 | 0 | 2024-12-01 | BH Colorado Electric Oper Co | Regulated Electric (122) | WPC Sub 30340 West Station | WPC Sub 30340 West Station | 135300 | Low Profile Structure-Foundation: 7841000000 | 9974020 | LOW PROFILE STRUCTURE-FOUNDATION | 1962-07-01 | 1962-07-01 | CPR Conversion
1 | 50 | 52.8951 | -2.8951 | 2024-12-01 | BH Colorado Electric Oper Co | Regulated Electric (122) | WPC Sub 30340 West Station | WPC Sub 30340 West Station | 135300 | Low Profile Structure-Foundation: 7841000000 | 9821816 | LOW PROFILE STRUCTURE-FOUNDATION | 1962-07-01 | 1962-07-01 | WCDXFER
0 | 0 | 0 | 0 | 2024-12-01 | BH Colorado Electric Oper Co | Regulated Electric (122) | WPC Sub 30340 West Station | WPC Sub 30340 West Station | 135300 | Microwave Antennas: 6309000000 | 12818513 | MICROWAVE ANTENNAS | 2006-10-15 | 2006-11-01 | 50507XFER
1 | 27128.84 | 9374.8682 | 17753.9718 | 2024-12-01 | BH Colorado Electric Oper Co | Regulated Electric (122) | WPC Sub 30340 West Station | WPC Sub 30340 West Station | 135300 | Microwave Antennas: 6309000000 | 12818502 | MICROWAVE ANTENNAS | 2007-03-15 | 2007-05-01 | 50507XFER
0 | 0 | 0 | 0 | 2024-12-01 | BH Colorado Electric Oper Co | Regulated Electric (122) | WPC Sub 30340 West Station | WPC Sub 30340 West Station | 135300 | Microwave Fixed Station Units: 6308000000 | 9821785 | MICROWAVE DATA SYS MASTER RADIO-TERM UNIT, CHANNEL UNIT,ANTENNA | 1990-07-01 | 1990-07-01 | WCDXFER
0 | 0 | 0 | 0 | 2024-12-01 | BH Colorado Electric Oper Co | Regulated Electric (122) | WPC Sub 30340 West Station | WPC Sub 30340 West Station | 135300 | Microwave Fixed Station Units: 6308000000 | 9821787 | MICROWAVE MOTOROLA EQUP & 2 WILMORE CONVERTERS | 1976-07-01 | 1976-07-01 | WCDXFER
1 | 37180.91 | 12848.5453 | 24332.3647 | 2024-12-01 | BH Colorado Electric Oper Co | Regulated Electric (122) | WPC Sub 30340 West Station | WPC Sub 30340 West Station | 135300 | Microwave Fixed Station Units: 6308000000 | 12818524 | MICROWAVE FIXED STATION UNITS | 2007-03-15 | 2007-05-01 | 50507XFER
0 | 0 | 0 | 0 | 2024-12-01 | BH Colorado Electric Oper Co | Regulated Electric (122) | WPC Sub 30340 West Station | WPC Sub 30340 West Station | 135300 | Microwave Fixed Station Units: 6308000000 | 9821786 | TUNER-LINES TO GROUND CARRIER | 1994-07-01 | 1994-07-01 | WCDXFER
0 | 0 | 0 | 0 | 2024-12-01 | BH Colorado Electric Oper Co | Regulated Electric (122) | WPC Sub 30340 West Station | WPC Sub 30340 West Station | 135300 | Microwave Fixed Station Units: 6308000000 | 9724123 | RADIO EQ, MICROWAVE FIXED STA | 1990-07-01 | 1990-07-01 | CPR Conversion
0 | 0 | 0 | 0 | 2024-12-01 | BH Colorado Electric Oper Co | Regulated Electric (122) | WPC Sub 30340 West Station | WPC Sub 30340 West Station | 135300 | Microwave Fixed Station Units: 6308000000 | 9974064 | RADIO EQ, MICROWAVE FIXED STA | 1994-07-01 | 1994-07-01 | CPR Conversion
0 | 0 | 0 | 0 | 2024-12-01 | BH Colorado Electric Oper Co | Regulated Electric (122) | WPC Sub 30340 West Station | WPC Sub 30340 West Station | 135300 | Microwave Fixed Station Units: 6308000000 | 9974065 | RADIO EQ, MICROWAVE FIXED STA | 1977-07-01 | 1977-07-01 | CPR Conversion
0 | 0 | 0 | 0 | 2024-12-01 | BH Colorado Electric Oper Co | Regulated Electric (122) | WPC Sub 30340 West Station | WPC Sub 30340 West Station | 135300 | Microwave Fixed Station Units: 6308000000 | 9974066 | MICROWAVE FIXED STATION UNITS | 1976-07-01 | 1976-07-01 | CPR Conversion
0 | 0 | 0 | 0 | 2024-12-01 | BH Colorado Electric Oper Co | Regulated Electric (122) | WPC Sub 30340 West Station | WPC Sub 30340 West Station | 135300 | Microwave Fixed Station Units: 6308000000 | 9821784 | MICROWAVE MOTOROLA EQP ADDL CHARGE | 1977-07-01 | 1977-07-01 | WCDXFER
0 | 0 | 0 | 0 | 2024-12-01 | BH Colorado Electric Oper Co | Regulated Electric (122) | WPC Sub 30340 West Station | WPC Sub 30340 West Station | 135300 | Miscellaneous Testing Eq: 4411900000 | 9821754 | MISCELLANEOUS TESTING EQ | 1976-07-01 | 1976-07-01 | WCDXFER
0 | 0 | 0 | 0 | 2024-12-01 | BH Colorado Electric Oper Co | Regulated Electric (122) | WPC Sub 30340 West Station | WPC Sub 30340 West Station | 135300 | Miscellaneous Testing Eq: 4411900000 | 9821753 | MISCELLANEOUS TESTING EQ | 1958-07-01 | 1958-07-01 | WCDXFER
0 | 0 | 0 | 0 | 2024-12-01 | BH Colorado Electric Oper Co | Regulated Electric (122) | WPC Sub 30340 West Station | WPC Sub 30340 West Station | 135300 | Miscellaneous Testing Eq: 4411900000 | 9974072 | MISCELLANEOUS TESTING EQ | 1958-07-01 | 1958-07-01 | CPR Conversion
0 | 0 | 0 | 0 | 2024-12-01 | BH Colorado Electric Oper Co | Regulated Electric (122) | WPC Sub 30340 West Station | WPC Sub 30340 West Station | 135300 | Miscellaneous Testing Eq: 4411900000 | 9974070 | MISCELLANEOUS TESTING EQ | 1976-07-01 | 1976-07-01 | CPR Conversion
1 | 3896.12 | 1731.0544 | 2165.0656 | 2024-12-01 | BH Colorado Electric Oper Co | Regulated Electric (122) | WPC Sub 30340 West Station | WPC Sub 30340 West Station | 135300 | Multiple Address Master System: 6306000000 | 12818491 | MAS Master Radio - model #9790 | 2002-09-30 | 2002-12-01 | 50507XFER
1 | 8604.61 | 3313.307 | 5291.303 | 2024-12-01 | BH Colorado Electric Oper Co | Regulated Electric (122) | WPC Sub 30340 West Station | WPC Sub 30340 West Station | 135300 | Multiple Address Master System: 6306000000 | 12818546 | MULTIPLE ADDRESS MASTER SYSTEM | 2005-01-14 | 2005-03-01 | 50507XFER
1 | 27652.5 | 9555.8285 | 18096.6715 | 2024-12-01 | BH Colorado Electric Oper Co | Regulated Electric (122) | WPC Sub 30340 West Station | WPC Sub 30340 West Station | 135300 | Multiplex System: 6305000000 | 12818557 | MULTIPLEX SYSTEM | 2007-03-15 | 2007-05-01 | 50507XFER
1 | 19755.17 | 5266.3583 | 14488.8117 | 2024-12-01 | BH Colorado Electric Oper Co | Regulated Electric (122) | WPC Sub 30340 West Station | WPC Sub 30340 West Station | 135300 | Panel - Alarm & SYNC: | 11545367 | SECURITY CAMERAS | 2011-05-06 | 2012-01-01 | 10027440
8 | 31985.61 | 8526.7645 | 23458.8455 | 2024-12-01 | BH Colorado Electric Oper Co | Regulated Electric (122) | WPC Sub 30340 West Station | WPC Sub 30340 West Station | 135300 | Panel - Circuit Breaker Control: 5950400000 | 11545340 | CIRCUIT BREAKERS | 2011-05-06 | 2012-01-01 | 10027440
0 | 0 | 0 | 0 | 2024-12-01 | BH Colorado Electric Oper Co | Regulated Electric (122) | WPC Sub 30340 West Station | WPC Sub 30340 West Station | 135300 | Panel - Line: 5950300000 | 9821748 | PANELS, LINE PANEL | 1962-07-01 | 1962-07-01 | WCDXFER
0 | 0 | 0 | 0 | 2024-12-01 | BH Colorado Electric Oper Co | Regulated Electric (122) | WPC Sub 30340 West Station | WPC Sub 30340 West Station | 135300 | Panel - Line: 5950300000 | 9974033 | PANELS, LINE PANEL | 1970-07-01 | 1970-07-01 | CPR Conversion
0 | 0 | 0 | 0 | 2024-12-01 | BH Colorado Electric Oper Co | Regulated Electric (122) | WPC Sub 30340 West Station | WPC Sub 30340 West Station | 135300 | Panel - Line: 5950300000 | 9821751 | LINE PANEL | 1958-07-01 | 1958-07-01 | WCDXFER
0 | 2390.73 | 2524.8091 | -134.0791 | 2024-12-01 | BH Colorado Electric Oper Co | Regulated Electric (122) | WPC Sub 30340 West Station | WPC Sub 30340 West Station | 135300 | Panel - Line: 5950300000 | 9821749 | PANELS, LINE PANEL | 1965-07-01 | 1965-07-01 | WCDXFER
0 | 113.75 | 119.7845 | -6.0345 | 2024-12-01 | BH Colorado Electric Oper Co | Regulated Electric (122) | WPC Sub 30340 West Station | WPC Sub 30340 West Station | 135300 | Panel - Line: 5950300000 | 9821745 | PANELS, LINE PANEL | 1970-07-01 | 1970-07-01 | WCDXFER
0 | 0 | 0 | 0 | 2024-12-01 | BH Colorado Electric Oper Co | Regulated Electric (122) | WPC Sub 30340 West Station | WPC Sub 30340 West Station | 135300 | Panel - Line: 5950300000 | 9974032 | PANELS, LINE PANEL | 1969-07-01 | 1969-07-01 | CPR Conversion
0 | -9216.04 | -9372.3266 | 156.2866 | 2024-12-01 | BH Colorado Electric Oper Co | Regulated Electric (122) | WPC Sub 30340 West Station | WPC Sub 30340 West Station | 135300 | Panel - Line: 5950300000 | 9821746 | PANELS, LINE PANEL | 1973-07-01 | 1973-07-01 | WCDXFER
0 | 0 | 0 | 0 | 2024-12-01 | BH Colorado Electric Oper Co | Regulated Electric (122) | WPC Sub 30340 West Station | WPC Sub 30340 West Station | 135300 | Panel - Line: 5950300000 | 9974035 | PANELS, LINE PANEL | 1965-07-01 | 1965-07-01 | CPR Conversion
0 | 0 | 0 | 0 | 2024-12-01 | BH Colorado Electric Oper Co | Regulated Electric (122) | WPC Sub 30340 West Station | WPC Sub 30340 West Station | 135300 | Panel - Line: 5950300000 | 9709876 | LINE PANEL | 1994-07-01 | 1994-07-01 | CPR Conversion
0 | 0 | 0 | 0 | 2024-12-01 | BH Colorado Electric Oper Co | Regulated Electric (122) | WPC Sub 30340 West Station | WPC Sub 30340 West Station | 135300 | Panel - Line: 5950300000 | 9974036 | PANELS, LINE PANEL | 1962-07-01 | 1962-07-01 | CPR Conversion
0 | 0 | 0 | 0 | 2024-12-01 | BH Colorado Electric Oper Co | Regulated Electric (122) | WPC Sub 30340 West Station | WPC Sub 30340 West Station | 135300 | Panel - Line: 5950300000 | 9974037 | LINE PANEL | 1958-07-01 | 1958-07-01 | CPR Conversion
1 | 10689.59 | 11263.1624 | -573.5724 | 2024-12-01 | BH Colorado Electric Oper Co | Regulated Electric (122) | WPC Sub 30340 West Station | WPC Sub 30340 West Station | 135300 | Panel - Line: 5950300000 | 9821780 | PANELS, LINE PANEL | 1969-07-01 | 1969-07-01 | WCDXFER
1 | 15104.04 | 9096.8029 | 6007.2371 | 2024-12-01 | BH Colorado Electric Oper Co | Regulated Electric (122) | WPC Sub 30340 West Station | WPC Sub 30340 West Station | 135300 | Panel - Line: 5950300000 | 9821747 | LINE PANEL | 1994-07-01 | 1994-07-01 | WCDXFER
0 | 0 | 0 | 0 | 2024-12-01 | BH Colorado Electric Oper Co | Regulated Electric (122) | WPC Sub 30340 West Station | WPC Sub 30340 West Station | 135300 | Panel - Line: 5950300000 | 9974034 | PANELS, LINE PANEL | 1967-07-01 | 1967-07-01 | CPR Conversion
1 | 17211.98 | 18156.4022 | -944.4222 | 2024-12-01 | BH Colorado Electric Oper Co | Regulated Electric (122) | WPC Sub 30340 West Station | WPC Sub 30340 West Station | 135300 | Panel - Line: 5950300000 | 9821750 | PANELS, LINE PANEL | 1967-07-01 | 1967-07-01 | WCDXFER
0 | 0 | 0 | 0 | 2024-12-01 | BH Colorado Electric Oper Co | Regulated Electric (122) | WPC Sub 30340 West Station | WPC Sub 30340 West Station | 135300 | Panel - Line: 5950300000 | 9728052 | PANELS, LINE PANEL | 1973-07-01 | 1973-07-01 | CPR Conversion
1 | 122994.93 | 6071.8796 | 116923.0504 | 2024-12-01 | BH Colorado Electric Oper Co | Regulated Electric (122) | WPC Sub 30340 West Station | WPC Sub 30340 West Station | 135300 | Panel - Other: 5950900000 | 35944670 | Panel - DME (Disturbance Monitoring Equip) | 2022-05-26 | 2022-05-01 | 10077634
0 | 0 | 0 | 0 | 2024-12-01 | BH Colorado Electric Oper Co | Regulated Electric (122) | WPC Sub 30340 West Station | WPC Sub 30340 West Station | 135300 | Panel - Other: 5950900000 | 9973970 | OTHER PANELS | 1961-07-01 | 1961-07-01 | CPR Conversion
0 | 0 | 0 | 0 | 2024-12-01 | BH Colorado Electric Oper Co | Regulated Electric (122) | WPC Sub 30340 West Station | WPC Sub 30340 West Station | 135300 | Panel - Other: 5950900000 | 9973974 | OTHER PANELS | 1957-07-01 | 1957-07-01 | CPR Conversion
0 | 544.01 | 577.16 | -33.15 | 2024-12-01 | BH Colorado Electric Oper Co | Regulated Electric (122) | WPC Sub 30340 West Station | WPC Sub 30340 West Station | 135300 | Panel - Other: 5950900000 | 9821776 | OTHER PANELS | 1957-07-01 | 1957-07-01 | WCDXFER
1 | 846.7 | 896.239 | -49.539 | 2024-12-01 | BH Colorado Electric Oper Co | Regulated Electric (122) | WPC Sub 30340 West Station | WPC Sub 30340 West Station | 135300 | Panel - Other: 5950900000 | 9821777 | OTHER PANELS | 1961-07-01 | 1961-07-01 | WCDXFER
1 | 3786.86 | 411.2802 | 3375.5798 | 2024-12-01 | BH Colorado Electric Oper Co | Regulated Electric (122) | WPC Sub 30340 West Station | WPC Sub 30340 West Station | 135300 | Panel - Other: 5950900000 | 29777970 | SEL-2241 RTAC | 2019-03-29 | 2019-03-01 | 10059352
1 | 60535.31 | 16137.5798 | 44397.7302 | 2024-12-01 | BH Colorado Electric Oper Co | Regulated Electric (122) | WPC Sub 30340 West Station | WPC Sub 30340 West Station | 135300 | Panel - Relay: 5950300003 | 11545397 | RELAY PANEL # 1 | 2011-05-06 | 2012-01-01 | 10027440
1 | 253639.29 | 62606.9324 | 191032.3576 | 2024-12-01 | BH Colorado Electric Oper Co | Regulated Electric (122) | WPC Sub 30340 West Station | WPC Sub 30340 West Station | 135300 | Panel - Relay: 5950300003 | 11845708 | RELAY PANEL # 8R | 2012-12-19 | 2012-12-01 | 10042868
1 | 60535.33 | 16137.5852 | 44397.7448 | 2024-12-01 | BH Colorado Electric Oper Co | Regulated Electric (122) | WPC Sub 30340 West Station | WPC Sub 30340 West Station | 135300 | Panel - Relay: 5950300003 | 11545391 | RELAY PANEL # 2 | 2011-05-06 | 2012-01-01 | 10027440
1 | 90803.02 | 24206.3844 | 66596.6356 | 2024-12-01 | BH Colorado Electric Oper Co | Regulated Electric (122) | WPC Sub 30340 West Station | WPC Sub 30340 West Station | 135300 | Panel - Relay: 5950300003 | 11545382 | RELAY PANEL # 7 | 2011-05-06 | 2012-01-01 | 10027440
1 | 90803.02 | 24206.3844 | 66596.6356 | 2024-12-01 | BH Colorado Electric Oper Co | Regulated Electric (122) | WPC Sub 30340 West Station | WPC Sub 30340 West Station | 135300 | Panel - Relay: 5950300003 | 11545370 | RELAY PANEL # 8 | 2011-05-06 | 2012-01-01 | 10027440
1 | 90803.02 | 24206.3844 | 66596.6356 | 2024-12-01 | BH Colorado Electric Oper Co | Regulated Electric (122) | WPC Sub 30340 West Station | WPC Sub 30340 West Station | 135300 | Panel - Relay: 5950300003 | 11545385 | RELAY PANEL # 5 | 2011-05-06 | 2012-01-01 | 10027440
1 | 90803.02 | 24206.3844 | 66596.6356 | 2024-12-01 | BH Colorado Electric Oper Co | Regulated Electric (122) | WPC Sub 30340 West Station | WPC Sub 30340 West Station | 135300 | Panel - Relay: 5950300003 | 11545373 | RELAY PANEL # 9 | 2011-05-06 | 2012-01-01 | 10027440
1 | 90803.02 | 24206.3844 | 66596.6356 | 2024-12-01 | BH Colorado Electric Oper Co | Regulated Electric (122) | WPC Sub 30340 West Station | WPC Sub 30340 West Station | 135300 | Panel - Relay: 5950300003 | 11545388 | RELAY PANEL # 6 | 2011-05-06 | 2012-01-01 | 10027440
1 | 90803.02 | 24206.3844 | 66596.6356 | 2024-12-01 | BH Colorado Electric Oper Co | Regulated Electric (122) | WPC Sub 30340 West Station | WPC Sub 30340 West Station | 135300 | Panel - Relay: 5950300003 | 11545376 | RELAY PANEL # 4 | 2011-05-06 | 2012-01-01 | 10027440
1 | 90803.02 | 24206.3844 | 66596.6356 | 2024-12-01 | BH Colorado Electric Oper Co | Regulated Electric (122) | WPC Sub 30340 West Station | WPC Sub 30340 West Station | 135300 | Panel - Relay: 5950300003 | 11545379 | RELAY PANEL # 3 | 2011-05-06 | 2012-01-01 | 10027440
1 | 90803.1 | 24206.4057 | 66596.6943 | 2024-12-01 | BH Colorado Electric Oper Co | Regulated Electric (122) | WPC Sub 30340 West Station | WPC Sub 30340 West Station | 135300 | Panel - Relay: 5950300003 | 11545394 | RELAY PANEL # 10 | 2011-05-06 | 2012-01-01 | 10027440
1 | 17724.83 | 4375.0999 | 13349.7301 | 2024-12-01 | BH Colorado Electric Oper Co | Regulated Electric (122) | WPC Sub 30340 West Station | WPC Sub 30340 West Station | 135300 | Panel - Relay: 5950300003 | 11631670 | RELAY: SEL 311C | 2012-10-12 | 2012-10-01 | 10024951
1 | 13926.62 | 3437.5706 | 10489.0494 | 2024-12-01 | BH Colorado Electric Oper Co | Regulated Electric (122) | WPC Sub 30340 West Station | WPC Sub 30340 West Station | 135300 | Panel - Relay: 5950300003 | 11631667 | RELAY: SEL 351 | 2012-10-12 | 2012-10-01 | 10024951
1 | -358.28 | -109.6605 | -248.6195 | 2024-12-01 | BH Colorado Electric Oper Co | Regulated Electric (122) | WPC Sub 30340 West Station | WPC Sub 30340 West Station | 135300 | Panels,Instr.,Gauge,Relay,Control: 5950000000 | 10448292 | TIMING RELAY FOR SAN ISABEL | 2009-07-21 | 2009-01-01 | 10026612
3 | 104991.9 | 19695.8746 | 85296.0254 | 2024-12-01 | BH Colorado Electric Oper Co | Regulated Electric (122) | WPC Sub 30340 West Station | WPC Sub 30340 West Station | 135300 | Pnls,Instr,Gauge,Relay&Control-Othr: 5959800000 | 13776668 | COMPLETE PANEL 2 RELAYS | 2015-04-30 | 2015-04-01 | 10049752
3 | 90706.49 | 22389.4929 | 68316.9971 | 2024-12-01 | BH Colorado Electric Oper Co | Regulated Electric (122) | WPC Sub 30340 West Station | WPC Sub 30340 West Station | 135300 | Potential Device - Ccvt: 1126000000 | 11845696 | CARRIER: CCVT 123KV OUTDOOR FILLED | 2012-12-19 | 2012-01-01 | 10042868
0 | 0 | 0 | 0 | 2024-12-01 | BH Colorado Electric Oper Co | Regulated Electric (122) | WPC Sub 30340 West Station | WPC Sub 30340 West Station | 135300 | Pwr Trfrmr Nbr Xxxxxx Foundation: 9101XXXXXX | 9870203 | TRANSF, PWR, FOUNDATION | 1958-07-01 | 1958-07-01 | CPR Conversion
4 | 358.7 | 378.3819 | -19.6819 | 2024-12-01 | BH Colorado Electric Oper Co | Regulated Electric (122) | WPC Sub 30340 West Station | WPC Sub 30340 West Station | 135300 | Pwr Trfrmr Nbr Xxxxxx Foundation: 9101XXXXXX | 9821863 | TRANSF, PWR, FOUNDATION-00000-TRANSF, PWR, FOUNDATION | 1967-07-01 | 1967-07-01 | WCDXFER
0 | 0 | 0 | 0 | 2024-12-01 | BH Colorado Electric Oper Co | Regulated Electric (122) | WPC Sub 30340 West Station | WPC Sub 30340 West Station | 135300 | Pwr Trfrmr Nbr Xxxxxx Foundation: 9101XXXXXX | 9870202 | TRANSF, PWR, FOUNDATION | 1962-07-01 | 1962-07-01 | CPR Conversion
0 | 0 | 0 | 0 | 2024-12-01 | BH Colorado Electric Oper Co | Regulated Electric (122) | WPC Sub 30340 West Station | WPC Sub 30340 West Station | 135300 | Pwr Trfrmr Nbr Xxxxxx Foundation: 9101XXXXXX | 9870201 | TRANSF, PWR, FOUNDATION | 1967-07-01 | 1967-07-01 | CPR Conversion
4 | 1088.45 | 1151.4736 | -63.0236 | 2024-12-01 | BH Colorado Electric Oper Co | Regulated Electric (122) | WPC Sub 30340 West Station | WPC Sub 30340 West Station | 135300 | Pwr Trfrmr Nbr Xxxxxx Foundation: 9101XXXXXX | 9821862 | TRANSF, PWR, FOUNDATION-00000-TRANSF, PWR, FOUNDATION | 1962-07-01 | 1962-07-01 | WCDXFER
1 | 320 | 339.3049 | -19.3049 | 2024-12-01 | BH Colorado Electric Oper Co | Regulated Electric (122) | WPC Sub 30340 West Station | WPC Sub 30340 West Station | 135300 | Pwr Trfrmr Nbr Xxxxxx Foundation: 9101XXXXXX | 9821861 | TRANSF, PWR, FOUNDATION-00000-TRANSF, PWR, FOUNDATION | 1958-07-01 | 1958-07-01 | WCDXFER
0 | 0 | 0 | 0 | 2024-12-01 | BH Colorado Electric Oper Co | Regulated Electric (122) | WPC Sub 30340 West Station | WPC Sub 30340 West Station | 135300 | Pwr Trfrmr Nbr Xxxxxxx: 9105XXXXXX | 9870199 | TX.-POWER | 1970-07-01 | 1970-07-01 | CPR Conversion
1 | 130285.65 | 137197.3988 | -6911.7488 | 2024-12-01 | BH Colorado Electric Oper Co | Regulated Electric (122) | WPC Sub 30340 West Station | WPC Sub 30340 West Station | 135300 | Pwr Trfrmr Nbr Xxxxxxx: 9105XXXXXX | 9821855 | TX.-POWER-08022-TX.-POWER | 1970-07-01 | 1970-07-01 | WCDXFER
1 | 8668.47 | 2653.2002 | 6015.2698 | 2024-12-01 | BH Colorado Electric Oper Co | Regulated Electric (122) | WPC Sub 30340 West Station | WPC Sub 30340 West Station | 135300 | Pwr Trfrmr Nbr Xxxxxxx: 9105XXXXXX | 10398571 | REPLACE LTC CONTROLS | 2009-12-18 | 2009-12-01 | 10026926
0 | 0 | 0 | 0 | 2024-12-01 | BH Colorado Electric Oper Co | Regulated Electric (122) | WPC Sub 30340 West Station | WPC Sub 30340 West Station | 135300 | Pwr Trfrmr Nbr Xxxxxxx: 9105XXXXXX | 9870200 | TX.-POWER | 1962-07-01 | 1962-07-01 | CPR Conversion
1 | 163590.08 | 173062.3023 | -9472.2223 | 2024-12-01 | BH Colorado Electric Oper Co | Regulated Electric (122) | WPC Sub 30340 West Station | WPC Sub 30340 West Station | 135300 | Pwr Trfrmr Nbr Xxxxxxx: 9105XXXXXX | 9821854 | TX.-POWER-08021-TX.-POWER | 1962-07-01 | 1962-07-01 | WCDXFER
0 | 0 | 0 | 0 | 2024-12-01 | BH Colorado Electric Oper Co | Regulated Electric (122) | WPC Sub 30340 West Station | WPC Sub 30340 West Station | 135300 | Regulator, Foundation: 6720000000 | 9724119 | REGULATOR, FOUNDATION | 1958-07-01 | 1958-07-01 | CPR Conversion
1 | 280 | 296.8918 | -16.8918 | 2024-12-01 | BH Colorado Electric Oper Co | Regulated Electric (122) | WPC Sub 30340 West Station | WPC Sub 30340 West Station | 135300 | Regulator, Foundation: 6720000000 | 9821783 | REGULATOR, FOUNDATION | 1958-07-01 | 1958-07-01 | WCDXFER
1 | 14384 | 8663.14 | 5720.86 | 2024-12-01 | BH Colorado Electric Oper Co | Regulated Electric (122) | WPC Sub 30340 West Station | WPC Sub 30340 West Station | 135300 | Relay - Directional Overcurrent: 5951400000 | 9821773 | DIRECTIONAL OVERCURRENT RELAY | 1994-07-01 | 1994-07-01 | WCDXFER
0 | 0 | 0 | 0 | 2024-12-01 | BH Colorado Electric Oper Co | Regulated Electric (122) | WPC Sub 30340 West Station | WPC Sub 30340 West Station | 135300 | Relay - Directional Overcurrent: 5951400000 | 9974029 | DIRECTIONAL OVERCURRENT RELAY | 1994-07-01 | 1994-07-01 | CPR Conversion
0 | 0 | 0 | 0 | 2024-12-01 | BH Colorado Electric Oper Co | Regulated Electric (122) | WPC Sub 30340 West Station | WPC Sub 30340 West Station | 135300 | Relay - Impedance: 5951600000 | 9974030 | IMPEDANCE RELAY | 1979-07-01 | 1979-07-01 | CPR Conversion
1 | 31484.39 | 15232.0109 | 16252.3791 | 2024-12-01 | BH Colorado Electric Oper Co | Regulated Electric (122) | WPC Sub 30340 West Station | WPC Sub 30340 West Station | 135300 | Relay - Impedance: 5951600000 | 9808239 | IMPEDANCE RELAY | 2000-03-15 | 2001-01-01 | 10009500
2 | 16273.22 | 5623.5096 | 10649.7104 | 2024-12-01 | BH Colorado Electric Oper Co | Regulated Electric (122) | WPC Sub 30340 West Station | WPC Sub 30340 West Station | 135300 | Relay - Impedance: 5951600000 | 9742877 | RELAY - IMPEDANCE | 2007-02-01 | 2007-01-01 | 10024377
0 | 0 | 0 | 0 | 2024-12-01 | BH Colorado Electric Oper Co | Regulated Electric (122) | WPC Sub 30340 West Station | WPC Sub 30340 West Station | 135300 | Relay - Impedance: 5951600000 | 9821772 | IMPEDANCE RELAY | 1979-07-01 | 1979-07-01 | WCDXFER
1 | 46328.55 | 1372.2581 | 44956.2919 | 2024-12-01 | BH Colorado Electric Oper Co | Regulated Electric (122) | WPC Sub 30340 West Station | WPC Sub 30340 West Station | 135300 | Relay - Line Differential: 5951200000 | 37545493 | 411L Relay - Line Differential | 2023-03-24 | 2023-03-01 | 10081448
0 | 0 | 0 | 0 | 2024-12-01 | BH Colorado Electric Oper Co | Regulated Electric (122) | WPC Sub 30340 West Station | WPC Sub 30340 West Station | 135300 | Relay - Miscellaneous: 5959900000 | 9821771 | MISCELLANEOUS RELAY | 1980-07-01 | 1980-07-01 | WCDXFER
0 | 0 | 0 | 0 | 2024-12-01 | BH Colorado Electric Oper Co | Regulated Electric (122) | WPC Sub 30340 West Station | WPC Sub 30340 West Station | 135300 | Relay - Miscellaneous: 5959900000 | 9821770 | MISCELLANEOUS RELAY | 1979-07-01 | 1979-07-01 | WCDXFER
0 | 0 | 0 | 0 | 2024-12-01 | BH Colorado Electric Oper Co | Regulated Electric (122) | WPC Sub 30340 West Station | WPC Sub 30340 West Station | 135300 | Relay - Miscellaneous: 5959900000 | 9808238 | MISCELLANEOUS RELAY | 2000-03-15 | 2001-01-01 | 10009500
0 | 0 | 0 | 0 | 2024-12-01 | BH Colorado Electric Oper Co | Regulated Electric (122) | WPC Sub 30340 West Station | WPC Sub 30340 West Station | 135300 | Relay - Miscellaneous: 5959900000 | 9821769 | MISCELLANEOUS RELAY | 1973-07-01 | 1973-07-01 | WCDXFER
0 | 302231.52 | 32824.5131 | 269407.0069 | 2024-12-01 | BH Colorado Electric Oper Co | Regulated Electric (122) | WPC Sub 30340 West Station | WPC Sub 30340 West Station | 135300 | Relay - Miscellaneous: 5959900000 | 29777974 | Relay Panels 11 - 16 | 2019-03-29 | 2019-03-01 | 10059352
0 | 0 | 0 | 0 | 2024-12-01 | BH Colorado Electric Oper Co | Regulated Electric (122) | WPC Sub 30340 West Station | WPC Sub 30340 West Station | 135300 | Relay - Miscellaneous: 5959900000 | 9974028 | MISCELLANEOUS RELAY | 1979-07-01 | 1979-07-01 | CPR Conversion
0 | 0 | 0 | 0 | 2024-12-01 | BH Colorado Electric Oper Co | Regulated Electric (122) | WPC Sub 30340 West Station | WPC Sub 30340 West Station | 135300 | Relay - Miscellaneous: 5959900000 | 9974097 | PANELS/INSTRUM/GAUGE-MISC RELA | 1975-07-01 | 1975-07-01 | CPR Conversion
0 | 0 | 0 | 0 | 2024-12-01 | BH Colorado Electric Oper Co | Regulated Electric (122) | WPC Sub 30340 West Station | WPC Sub 30340 West Station | 135300 | Relay - Miscellaneous: 5959900000 | 9821768 | PANELS/INSTRUM/GAUGE-MISC RELA | 1975-07-01 | 1975-07-01 | WCDXFER
0 | 0 | 0 | 0 | 2024-12-01 | BH Colorado Electric Oper Co | Regulated Electric (122) | WPC Sub 30340 West Station | WPC Sub 30340 West Station | 135300 | Relay - Miscellaneous: 5959900000 | 9974031 | MISCELLANEOUS RELAY | 1980-07-01 | 1980-07-01 | CPR Conversion
0 | 0 | 0 | 0 | 2024-12-01 | BH Colorado Electric Oper Co | Regulated Electric (122) | WPC Sub 30340 West Station | WPC Sub 30340 West Station | 135300 | Relay - Miscellaneous: 5959900000 | 9974098 | MISCELLANEOUS RELAY | 1973-07-01 | 1973-07-01 | CPR Conversion
2 | 28107.24 | 10267.9986 | 17839.2414 | 2024-12-01 | BH Colorado Electric Oper Co | Regulated Electric (122) | WPC Sub 30340 West Station | WPC Sub 30340 West Station | 135300 | Relay - Other: 5953300000 | 9746306 | RELAY - OTHER | 2006-12-19 | 2006-01-01 | 10023273
0 | 0 | 0 | 0 | 2024-12-01 | BH Colorado Electric Oper Co | Regulated Electric (122) | WPC Sub 30340 West Station | WPC Sub 30340 West Station | 135300 | Relay - Other: 5953300000 | 29777995 | SEL-421-4, -5 Protection, Automation, and Control System | 2019-03-29 | 2019-03-01 | 10059352
1 | 11475.95 | 1246.3706 | 10229.5794 | 2024-12-01 | BH Colorado Electric Oper Co | Regulated Electric (122) | WPC Sub 30340 West Station | WPC Sub 30340 West Station | 135300 | Relay - Other: 5953300000 | 29777990 | SEL- 311L-1, -7 Line Current Differential System | 2019-03-29 | 2019-03-01 | 10059352
0 | 0 | 0 | 0 | 2024-12-01 | BH Colorado Electric Oper Co | Regulated Electric (122) | WPC Sub 30340 West Station | WPC Sub 30340 West Station | 135300 | Scada Equip - Rtu: 8191130000 | 9974092 | TELEMETERING-RTU | 1988-07-01 | 1988-07-01 | CPR Conversion
1 | 7441.02 | 3159.1249 | 4281.8951 | 2024-12-01 | BH Colorado Electric Oper Co | Regulated Electric (122) | WPC Sub 30340 West Station | WPC Sub 30340 West Station | 135300 | Scada Equip - Rtu: 8191130000 | 12818568 | SCADA EQUIP - RTU Telegyr Systems | 2003-10-06 | 2003-01-01 | 50507XFER
0 | 19039.19 | 13722.6249 | 5316.5651 | 2024-12-01 | BH Colorado Electric Oper Co | Regulated Electric (122) | WPC Sub 30340 West Station | WPC Sub 30340 West Station | 135300 | Scada Equip - Rtu: 8191130000 | 9821824 | SCADA EQUIPMENT- RTU,TRANSDUCERS,RELAYS,CABLES | 1988-07-01 | 1988-07-01 | WCDXFER
0 | 0 | 0 | 0 | 2024-12-01 | BH Colorado Electric Oper Co | Regulated Electric (122) | WPC Sub 30340 West Station | WPC Sub 30340 West Station | 135300 | Scada Equip - Rtu: 8191130000 | 9724125 | SCADA EQUIPMENT- RTU | 1986-07-01 | 1986-07-01 | CPR Conversion
1 | 58618.5 | 44564.7334 | 14053.7666 | 2024-12-01 | BH Colorado Electric Oper Co | Regulated Electric (122) | WPC Sub 30340 West Station | WPC Sub 30340 West Station | 135300 | Scada Equip - Rtu: 8191130000 | 9821825 | SCADA EQUIPMENT- RTU,TRANSDUCERS,RELAYS,CABLES | 1986-07-01 | 1986-07-01 | WCDXFER
1 | 16562.2 | 3761.0727 | 12801.1273 | 2024-12-01 | BH Colorado Electric Oper Co | Regulated Electric (122) | WPC Sub 30340 West Station | WPC Sub 30340 West Station | 135300 | Scada Equip - Server/Router: 8191190000 | 12301522 | Scada Equip - Server/Router | 2013-07-01 | 2013-01-01 | 10047856
0 | 0 | 0 | 0 | 2024-12-01 | BH Colorado Electric Oper Co | Regulated Electric (122) | WPC Sub 30340 West Station | WPC Sub 30340 West Station | 135300 | Scada Equip - Transmitter: 8191010000 | 12818535 | Microwave Radio Terminal Upgrade | 2003-10-15 | 2003-01-01 | 50507XFER
1 | 2888.68 | 998.2364 | 1890.4436 | 2024-12-01 | BH Colorado Electric Oper Co | Regulated Electric (122) | WPC Sub 30340 West Station | WPC Sub 30340 West Station | 135300 | Station Call & Signal Systems: 7560000000 | 12818579 | STATION CALL & SIGNAL SYSTEMS | 2007-11-29 | 2007-01-01 | 50507XFER
3 | 3223.07 | 350.0485 | 2873.0215 | 2024-12-01 | BH Colorado Electric Oper Co | Regulated Electric (122) | WPC Sub 30340 West Station | WPC Sub 30340 West Station | 135300 | Structure - Steel: 7841085000 | 29777999 | STEEL 115KV 1PH CT STRUCTURE | 2019-03-29 | 2019-03-01 | 10059352
6 | 49736.95 | 13258.9393 | 36478.0107 | 2024-12-01 | BH Colorado Electric Oper Co | Regulated Electric (122) | WPC Sub 30340 West Station | WPC Sub 30340 West Station | 135300 | Structure - Steel: 7841085000 | 11545358 | STRUCTURES: STEEL DEAD END | 2011-05-06 | 2012-01-01 | 10027440
7 | 268726.31 | 29185.6067 | 239540.7033 | 2024-12-01 | BH Colorado Electric Oper Co | Regulated Electric (122) | WPC Sub 30340 West Station | WPC Sub 30340 West Station | 135300 | Structure - Steel: 7841085000 | 29778007 | STEEL, 115KV HFRAME DE WITH SWITCH | 2019-03-29 | 2019-03-01 | 10059352
2 | 3553.93 | 947.4112 | 2606.5188 | 2024-12-01 | BH Colorado Electric Oper Co | Regulated Electric (122) | WPC Sub 30340 West Station | WPC Sub 30340 West Station | 135300 | Structure - Steel: 7841085000 | 11545361 | STRUCTURES: SSVT STEEL | 2011-05-06 | 2012-01-01 | 10027440
16 | 63971.2 | 17053.5237 | 46917.6763 | 2024-12-01 | BH Colorado Electric Oper Co | Regulated Electric (122) | WPC Sub 30340 West Station | WPC Sub 30340 West Station | 135300 | Structure - Steel: 7841085000 | 11545355 | STRUCTURES: STEEL SWITCH | 2011-05-06 | 2012-01-01 | 10027440
6 | 203621.69 | 22114.7775 | 181506.9125 | 2024-12-01 | BH Colorado Electric Oper Co | Regulated Electric (122) | WPC Sub 30340 West Station | WPC Sub 30340 West Station | 135300 | Structure - Steel: 7841085000 | 29778003 | STEEL 115KV HFRAME DE W CCVT | 2019-03-29 | 2019-03-01 | 10059352
16 | 77570 | 8424.659 | 69145.341 | 2024-12-01 | BH Colorado Electric Oper Co | Regulated Electric (122) | WPC Sub 30340 West Station | WPC Sub 30340 West Station | 135300 | Structure - Steel: 7841085000 | 29778018 | STEEL, 115KV LOW DISC SWITCH SUPPORT STR | 2019-03-29 | 2019-03-01 | 10059352
3 | 5330.95 | 1421.1314 | 3909.8186 | 2024-12-01 | BH Colorado Electric Oper Co | Regulated Electric (122) | WPC Sub 30340 West Station | WPC Sub 30340 West Station | 135300 | Structure - Steel: 7841085000 | 11545364 | STRUCTURES: STATIC MAST STEEL | 2011-05-06 | 2012-01-01 | 10027440
4 | 13181.76 | 1431.6338 | 11750.1262 | 2024-12-01 | BH Colorado Electric Oper Co | Regulated Electric (122) | WPC Sub 30340 West Station | WPC Sub 30340 West Station | 135300 | Structure - Steel: 7841085000 | 29778011 | STEEL 115KV HIGH 3PH BUS STR | 2019-03-29 | 2019-03-01 | 10059352
1 | 142463.21 | 35164.8381 | 107298.3719 | 2024-12-01 | BH Colorado Electric Oper Co | Regulated Electric (122) | WPC Sub 30340 West Station | WPC Sub 30340 West Station | 135300 | Structure - Steel: 7841085000 | 11845705 | SRUCTURES: STEEL | 2012-12-19 | 2012-12-01 | 10042868
33 | 46172.2 | 5014.6324 | 41157.5676 | 2024-12-01 | BH Colorado Electric Oper Co | Regulated Electric (122) | WPC Sub 30340 West Station | WPC Sub 30340 West Station | 135300 | Structure - Steel: 7841085000 | 29778021 | STEEL OP PLATFORM SWITCHES & BREAKERS | 2019-03-29 | 2019-03-01 | 10059352
4 | 10885.85 | 1182.2815 | 9703.5685 | 2024-12-01 | BH Colorado Electric Oper Co | Regulated Electric (122) | WPC Sub 30340 West Station | WPC Sub 30340 West Station | 135300 | Structure - Steel: 7841085000 | 29778015 | STEEL 115KV LOW 3PH BUS STR | 2019-03-29 | 2019-03-01 | 10059352
23 | 453817.7 | 49287.8606 | 404529.8394 | 2024-12-01 | BH Colorado Electric Oper Co | Regulated Electric (122) | WPC Sub 30340 West Station | WPC Sub 30340 West Station | 135300 | Switches - Over 34500v: 7986900000 | 29777922 | Switches - 115kV | 2019-03-29 | 2019-01-01 | 10059352
1 | 54191.75 | 13376.3946 | 40815.3554 | 2024-12-01 | BH Colorado Electric Oper Co | Regulated Electric (122) | WPC Sub 30340 West Station | WPC Sub 30340 West Station | 135300 | Switches-Disconnect >= 115kv: | 11845699 | SWITCHES: 115KV 500 KV, 2000 AMP | 2012-12-19 | 2012-01-01 | 10042868
18 | 218261.58 | 58184.4492 | 160077.1308 | 2024-12-01 | BH Colorado Electric Oper Co | Regulated Electric (122) | WPC Sub 30340 West Station | WPC Sub 30340 West Station | 135300 | Switches-Disconnect >= 115kv: | 11545313 | SWITCHES: DISCONNECT W/ AUXILIARY SWITCH | 2011-05-06 | 2012-01-01 | 10027440
0 | 0 | 0 | 0 | 2024-12-01 | BH Colorado Electric Oper Co | Regulated Electric (122) | WPC Sub 30340 West Station | WPC Sub 30340 West Station | 135300 | Telemeter Eq - Transmit/Receive: 8192060000 | 9974069 | TELEMETER EQ-TRANSMIT/RECEIVE COMBO | 1987-07-01 | 1987-07-01 | CPR Conversion
0 | 0 | 0 | 0 | 2024-12-01 | BH Colorado Electric Oper Co | Regulated Electric (122) | WPC Sub 30340 West Station | WPC Sub 30340 West Station | 135300 | Telemeter Eq - Transmit/Receive: 8192060000 | 9974067 | TELEMETERING-TRNS/REC COMBO | 1994-07-01 | 1994-07-01 | CPR Conversion
0 | 0 | 0 | 0 | 2024-12-01 | BH Colorado Electric Oper Co | Regulated Electric (122) | WPC Sub 30340 West Station | WPC Sub 30340 West Station | 135300 | Telemeter Eq - Transmit/Receive: 8192060000 | 9821817 | TELEMETERING-TRNS/REC COMBO | 1988-07-01 | 1988-07-01 | WCDXFER
0 | 0 | 0 | 0 | 2024-12-01 | BH Colorado Electric Oper Co | Regulated Electric (122) | WPC Sub 30340 West Station | WPC Sub 30340 West Station | 135300 | Telemeter Eq - Transmit/Receive: 8192060000 | 9821818 | TELEMETERING-TRNS/REC COMBO | 1994-07-01 | 1994-07-01 | WCDXFER
0 | 0 | 0 | 0 | 2024-12-01 | BH Colorado Electric Oper Co | Regulated Electric (122) | WPC Sub 30340 West Station | WPC Sub 30340 West Station | 135300 | Telemeter Eq - Transmit/Receive: 8192060000 | 9821819 | TELEMETER EQ-TRANSMIT/RECEIVE COMBO | 1987-07-01 | 1987-07-01 | WCDXFER
0 | 0 | 0 | 0 | 2024-12-01 | BH Colorado Electric Oper Co | Regulated Electric (122) | WPC Sub 30340 West Station | WPC Sub 30340 West Station | 135300 | Telemeter Eq - Transmit/Receive: 8192060000 | 9974068 | TELEMETERING-TRNS/REC COMBO | 1988-07-01 | 1988-07-01 | CPR Conversion
1 | 85679.37 | 31299.9659 | 54379.4041 | 2024-12-01 | BH Colorado Electric Oper Co | Regulated Electric (122) | WPC Sub 30340 West Station | WPC Sub 30340 West Station | 135300 | Tower - Not Available: 8330000000 | 12818590 | TOWER - SELF SUPPORTING 90' | 2006-10-15 | 2006-01-01 | 50507XFER
0 | 0 | 0 | 0 | 2024-12-01 | BH Colorado Electric Oper Co | Regulated Electric (122) | WPC Sub 30340 West Station | WPC Sub 30340 West Station | 135300 | Transf, Pntl, 35.001-69kv 1ph: 9031069000 | 9974078 | TRANSF, POTNTL, 1PH, 35001-69KV | 1958-07-01 | 1958-07-01 | CPR Conversion
8 | 16802.52 | 17816.1816 | -1013.6616 | 2024-12-01 | BH Colorado Electric Oper Co | Regulated Electric (122) | WPC Sub 30340 West Station | WPC Sub 30340 West Station | 135300 | Transf, Pntl, 35.001-69kv 1ph: 9031069000 | 9821840 | TRANSF, POTNTL, 1PH, 35001-69KV | 1958-07-01 | 1958-07-01 | WCDXFER
2 | 2018.68 | 2129.4451 | -110.7651 | 2024-12-01 | BH Colorado Electric Oper Co | Regulated Electric (122) | WPC Sub 30340 West Station | WPC Sub 30340 West Station | 135300 | Transf, Pntl, 35.001-69kv 2ph: 9032069000 | 9821867 | TRANSF, POTNTL, 2PH, 35001-69 | 1967-07-01 | 1967-07-01 | WCDXFER
0 | 0 | 0 | 0 | 2024-12-01 | BH Colorado Electric Oper Co | Regulated Electric (122) | WPC Sub 30340 West Station | WPC Sub 30340 West Station | 135300 | Transf, Pntl, 35.001-69kv 2ph: 9032069000 | 9974079 | TRANSF, POTNTL, 2PH, 35001-69 | 1967-07-01 | 1967-07-01 | CPR Conversion
0 | 0 | 0 | 0 | 2024-12-01 | BH Colorado Electric Oper Co | Regulated Electric (122) | WPC Sub 30340 West Station | WPC Sub 30340 West Station | 135300 | Transf, Pntl, 35.001-69kv 2ph: 9032069000 | 9974080 | TRANSF, POTNTL, 2PH, 35001-69KV | 1958-07-01 | 1958-07-01 | CPR Conversion
2 | 5880.98 | 6235.7675 | -354.7875 | 2024-12-01 | BH Colorado Electric Oper Co | Regulated Electric (122) | WPC Sub 30340 West Station | WPC Sub 30340 West Station | 135300 | Transf, Pntl, 35.001-69kv 2ph: 9032069000 | 9821866 | TRANSF, POTNTL, 2PH, 35001-69KV | 1958-07-01 | 1958-07-01 | WCDXFER
0 | 0 | 0 | 0 | 2024-12-01 | BH Colorado Electric Oper Co | Regulated Electric (122) | WPC Sub 30340 West Station | WPC Sub 30340 West Station | 135300 | Transf, Pntl, 69.001-161kv 1ph: 9031161000 | 9974077 | TRANSF, POTNTL, 1PH, 69001-161KV | 1958-07-01 | 1958-07-01 | CPR Conversion
3 | 11588.74 | 12259.7533 | -671.0133 | 2024-12-01 | BH Colorado Electric Oper Co | Regulated Electric (122) | WPC Sub 30340 West Station | WPC Sub 30340 West Station | 135300 | Transf, Pntl, 69.001-161kv 1ph: 9031161000 | 9821836 | TRANSF, POTNTL, 1PH, 69001-16 | 1962-07-01 | 1962-07-01 | WCDXFER
4 | 12755.69 | 13525.2146 | -769.5246 | 2024-12-01 | BH Colorado Electric Oper Co | Regulated Electric (122) | WPC Sub 30340 West Station | WPC Sub 30340 West Station | 135300 | Transf, Pntl, 69.001-161kv 1ph: 9031161000 | 9821835 | TRANSF, POTNTL, 1PH, 69001-161KV | 1958-07-01 | 1958-07-01 | WCDXFER
0 | -9925.32 | -10093.6347 | 168.3147 | 2024-12-01 | BH Colorado Electric Oper Co | Regulated Electric (122) | WPC Sub 30340 West Station | WPC Sub 30340 West Station | 135300 | Transf, Pntl, 69.001-161kv 1ph: 9031161000 | 9821838 | TRANSF, POTNTL, 1PH, 69001-16 | 1973-07-01 | 1973-07-01 | WCDXFER
0 | 0 | 0 | 0 | 2024-12-01 | BH Colorado Electric Oper Co | Regulated Electric (122) | WPC Sub 30340 West Station | WPC Sub 30340 West Station | 135300 | Transf, Pntl, 69.001-161kv 1ph: 9031161000 | 9974076 | TRANSF, POTNTL, 1PH, 69001-16 | 1962-07-01 | 1962-07-01 | CPR Conversion
4 | 14123.76 | 14898.7314 | -774.9714 | 2024-12-01 | BH Colorado Electric Oper Co | Regulated Electric (122) | WPC Sub 30340 West Station | WPC Sub 30340 West Station | 135300 | Transf, Pntl, 69.001-161kv 1ph: 9031161000 | 9821837 | TRANSF, POTNTL, 1PH, 69001-16 | 1967-07-01 | 1967-07-01 | WCDXFER
0 | 0 | 0 | 0 | 2024-12-01 | BH Colorado Electric Oper Co | Regulated Electric (122) | WPC Sub 30340 West Station | WPC Sub 30340 West Station | 135300 | Transf, Pntl, 69.001-161kv 1ph: 9031161000 | 9974074 | TRANSF, POTNTL, 1PH, 69001-16 | 1973-07-01 | 1973-07-01 | CPR Conversion
0 | 0 | 0 | 0 | 2024-12-01 | BH Colorado Electric Oper Co | Regulated Electric (122) | WPC Sub 30340 West Station | WPC Sub 30340 West Station | 135300 | Transf, Pntl, 69.001-161kv 1ph: 9031161000 | 9974075 | TRANSF, POTNTL, 1PH, 69001-16 | 1967-07-01 | 1967-07-01 | CPR Conversion
6 | 59754.79 | 15929.5078 | 43825.2822 | 2024-12-01 | BH Colorado Electric Oper Co | Regulated Electric (122) | WPC Sub 30340 West Station | WPC Sub 30340 West Station | 135300 | Transformer Substation 115kv: | 11545349 | TRANSFORMERS:CAPACITOR VOLTAGE 115 KV | 2011-05-06 | 2012-01-01 | 10027440
2 | 190319.57 | 50735.6327 | 139583.9373 | 2024-12-01 | BH Colorado Electric Oper Co | Regulated Electric (122) | WPC Sub 30340 West Station | WPC Sub 30340 West Station | 135300 | TRANSFORMER, VOLTAGE: 8608500000 | 11545326 | TRANSFORMER, VOLTAGE: 100 KV | 2011-05-06 | 2012-01-01 | 10027440
25 | 271679.37 | 29506.3302 | 242173.0398 | 2024-12-01 | BH Colorado Electric Oper Co | Regulated Electric (122) | WPC Sub 30340 West Station | WPC Sub 30340 West Station | 135300 | Transformers, Current: 8750000000 | 29777926 | CCVT | 2019-03-29 | 2019-01-01 | 10059352
0 | 0 | 0 | 0 | 2024-12-01 | BH Colorado Electric Oper Co | Regulated Electric (122) | WPC Sub 30340 West Station | WPC Sub 30340 West Station | 135300 | Transmitter/Receiver Combined: 1123000000 | 9974055 | CARR CURR EQ-TRANS/REC COMBINED | 1962-07-01 | 1962-07-01 | CPR Conversion
1 | 12437.85 | 13090.1446 | -652.2946 | 2024-12-01 | BH Colorado Electric Oper Co | Regulated Electric (122) | WPC Sub 30340 West Station | WPC Sub 30340 West Station | 135300 | Transmitter/Receiver Combined: 1123000000 | 9821694 | CARR CURR EQ-TRANS/REC COMBINED | 1971-07-01 | 1971-07-01 | WCDXFER
1 | 12379.61 | 5500.2871 | 6879.3229 | 2024-12-01 | BH Colorado Electric Oper Co | Regulated Electric (122) | WPC Sub 30340 West Station | WPC Sub 30340 West Station | 135300 | Transmitter/Receiver Combined: 1123000000 | 9737755 | TRANSMITTER/RECEIVER COMBINED | 2002-12-12 | 2002-01-01 | 10012712
1 | 12534.21 | 13237.1652 | -702.9552 | 2024-12-01 | BH Colorado Electric Oper Co | Regulated Electric (122) | WPC Sub 30340 West Station | WPC Sub 30340 West Station | 135300 | Transmitter/Receiver Combined: 1123000000 | 9821693 | CARR CURR EQ-TRANS/REC COMBINED | 1965-07-01 | 1965-07-01 | WCDXFER
0 | 0 | 0 | 0 | 2024-12-01 | BH Colorado Electric Oper Co | Regulated Electric (122) | WPC Sub 30340 West Station | WPC Sub 30340 West Station | 135300 | Transmitter/Receiver Combined: 1123000000 | 9821691 | CARR CURR EQ-TRANS/REC COMBINED | 1959-07-01 | 1959-07-01 | WCDXFER
0 | 0 | 0 | 0 | 2024-12-01 | BH Colorado Electric Oper Co | Regulated Electric (122) | WPC Sub 30340 West Station | WPC Sub 30340 West Station | 135300 | Transmitter/Receiver Combined: 1123000000 | 9973972 | CARR CURR EQ-TRANS/REC COMBINED | 1959-07-01 | 1959-07-01 | CPR Conversion
0 | 0 | 0 | 0 | 2024-12-01 | BH Colorado Electric Oper Co | Regulated Electric (122) | WPC Sub 30340 West Station | WPC Sub 30340 West Station | 135300 | Transmitter/Receiver Combined: 1123000000 | 9701173 | CARR CURR EQ-TRANS/REC COMBINED | 1971-07-01 | 1971-07-01 | CPR Conversion
1 | 2252.95 | 2383.4007 | -130.4507 | 2024-12-01 | BH Colorado Electric Oper Co | Regulated Electric (122) | WPC Sub 30340 West Station | WPC Sub 30340 West Station | 135300 | Transmitter/Receiver Combined: 1123000000 | 9821692 | CARR CURR EQ-TRANS/REC COMBINED | 1962-07-01 | 1962-07-01 | WCDXFER
1 | 28975.17 | 10585.0665 | 18390.1035 | 2024-12-01 | BH Colorado Electric Oper Co | Regulated Electric (122) | WPC Sub 30340 West Station | WPC Sub 30340 West Station | 135300 | Transmitter/Receiver Combined: 1123000000 | 9746307 | TRANSMITTER/RECEIVER COMBINED | 2006-12-19 | 2006-01-01 | 10023273
0 | 0 | 0 | 0 | 2024-12-01 | BH Colorado Electric Oper Co | Regulated Electric (122) | WPC Sub 30340 West Station | WPC Sub 30340 West Station | 135300 | Transmitter/Receiver Combined: 1123000000 | 9974052 | CARR CURR EQ-TRANS/REC COMBINED | 1965-07-01 | 1965-07-01 | CPR Conversion
1 | 112293.98 | 29935.4718 | 82358.5082 | 2024-12-01 | BH Colorado Electric Oper Co | Regulated Electric (122) | WPC Sub 30340 West Station | WPC Sub 30340 West Station | 135300 | Trench: | 11545400 | TRENCH | 2011-05-06 | 2012-01-01 | 10027440
0 | 0 | 0 | 0 | 2024-12-01 | BH Colorado Electric Oper Co | Regulated Electric (122) | WPC Sub 30340 West Station | WPC Sub 30340 West Station | 135300 | Tubular Bus, Copper- 3" To 4": 0771404000 | 9974100 | BUS/CONDTR-TUBLR BUS, CO-3" - | 1962-07-01 | 1962-07-01 | CPR Conversion
1 | 4675.64 | 4932.1926 | -256.5526 | 2024-12-01 | BH Colorado Electric Oper Co | Regulated Electric (122) | WPC Sub 30340 West Station | WPC Sub 30340 West Station | 135300 | Tubular Bus, Copper- 3" To 4": 0771404000 | 9821673 | BUS/CONDTR-TUBLR BUS, CO-3" - | 1967-07-01 | 1967-07-01 | WCDXFER
0 | -3285.75 | -3341.4701 | 55.7201 | 2024-12-01 | BH Colorado Electric Oper Co | Regulated Electric (122) | WPC Sub 30340 West Station | WPC Sub 30340 West Station | 135300 | Tubular Bus, Copper- 3" To 4": 0771404000 | 9821674 | BUS/CONDTR-TUBLR BUS, CO-3" - | 1973-07-01 | 1973-07-01 | WCDXFER
0 | 0 | 0 | 0 | 2024-12-01 | BH Colorado Electric Oper Co | Regulated Electric (122) | WPC Sub 30340 West Station | WPC Sub 30340 West Station | 135300 | Tubular Bus, Copper- 3" To 4": 0771404000 | 9709877 | TUBULAR BUS, COPPER- 3" TO 4" | 1958-07-01 | 1958-07-01 | CPR Conversion
0 | 0 | 0 | 0 | 2024-12-01 | BH Colorado Electric Oper Co | Regulated Electric (122) | WPC Sub 30340 West Station | WPC Sub 30340 West Station | 135300 | Tubular Bus, Copper- 3" To 4": 0771404000 | 9974099 | BUS/CONDTR-TUBLR BUS, CO-3" - | 1967-07-01 | 1967-07-01 | CPR Conversion
0 | 0 | 0 | 0 | 2024-12-01 | BH Colorado Electric Oper Co | Regulated Electric (122) | WPC Sub 30340 West Station | WPC Sub 30340 West Station | 135300 | Tubular Bus, Copper- 3" To 4": 0771404000 | 9706626 | BUS/CONDTR-TUBLR BUS, CO-3" - | 1973-07-01 | 1973-07-01 | CPR Conversion
2 | 1771.17 | 1873.7246 | -102.5546 | 2024-12-01 | BH Colorado Electric Oper Co | Regulated Electric (122) | WPC Sub 30340 West Station | WPC Sub 30340 West Station | 135300 | Tubular Bus, Copper- 3" To 4": 0771404000 | 9821708 | BUS/CONDTR-TUBLR BUS, CO-3" - | 1962-07-01 | 1962-07-01 | WCDXFER
1 | 8431.83 | 8940.505 | -508.675 | 2024-12-01 | BH Colorado Electric Oper Co | Regulated Electric (122) | WPC Sub 30340 West Station | WPC Sub 30340 West Station | 135300 | Tubular Bus, Copper- 3" To 4": 0771404000 | 9821707 | TUBULAR BUS, COPPER- 3" TO 4" | 1958-07-01 | 1958-07-01 | WCDXFER
1 | 7302.89 | 2812.0643 | 4490.8257 | 2024-12-01 | BH Colorado Electric Oper Co | Regulated Electric (122) | WPC Sub 30340 West Station | WPC Sub 30340 West Station | 135300 | Two-Way Fixed Repeater Station: 6303000000 | 12818612 | TWO-WAY FIXED REPEATER STATION | 2005-01-14 | 2005-03-01 | 50507XFER
1 | 5667.87 | 1958.6364 | 3709.2336 | 2024-12-01 | BH Colorado Electric Oper Co | Regulated Electric (122) | WPC Sub 30340 West Station | WPC Sub 30340 West Station | 135300 | Two-Way Fixed Repeater Station: 6303000000 | 12818601 | TWO-WAY FIXED REPEATER STATION | 2007-11-29 | 2007-12-01 | 50507XFER
0 | 0 | 0 | 0 | 2024-12-01 | BH Colorado Electric Oper Co | Regulated Electric (122) | WPC Sub 30340 West Station | WPC Sub 30340 West Station | 135300 | Tx., Curr.-Wind.Type-100-600a: 8752000600 | 9974082 | TX.-CURRENT, WINDOW TYPE | 1973-07-01 | 1973-07-01 | CPR Conversion
0 | 4495.25 | 4741.9046 | -246.6546 | 2024-12-01 | BH Colorado Electric Oper Co | Regulated Electric (122) | WPC Sub 30340 West Station | WPC Sub 30340 West Station | 135300 | Tx., Curr.-Wind.Type-100-600a: 8752000600 | 9821851 | TX., CURR.-WIND.TYPE-100-600A | 1967-07-01 | 1967-07-01 | WCDXFER
0 | 0 | 0 | 0 | 2024-12-01 | BH Colorado Electric Oper Co | Regulated Electric (122) | WPC Sub 30340 West Station | WPC Sub 30340 West Station | 135300 | Tx., Curr.-Wind.Type-100-600a: 8752000600 | 9974083 | TX., CURR.-WIND.TYPE-100-600A | 1967-07-01 | 1967-07-01 | CPR Conversion
0 | -4495.25 | -4571.4809 | 76.2309 | 2024-12-01 | BH Colorado Electric Oper Co | Regulated Electric (122) | WPC Sub 30340 West Station | WPC Sub 30340 West Station | 135300 | Tx., Curr.-Wind.Type-100-600a: 8752000600 | 9821850 | TX.-CURRENT, WINDOW TYPE | 1973-07-01 | 1973-07-01 | WCDXFER
3 | 9201.39 | 8994.0337 | 207.3563 | 2024-12-01 | BH Colorado Electric Oper Co | Regulated Electric (122) | WPC Sub 30340 West Station | WPC Sub 30340 West Station | 135300 | Tx.-Curr., Wind.Type 601-1200a: 8752001200 | 9821847 | TX.-CURR., WIND.TYPE 601-1200A | 1975-07-01 | 1975-07-01 | WCDXFER
0 | 0 | 0 | 0 | 2024-12-01 | BH Colorado Electric Oper Co | Regulated Electric (122) | WPC Sub 30340 West Station | WPC Sub 30340 West Station | 135300 | Tx.-Curr., Wind.Type 601-1200a: 8752001200 | 9861030 | TX.-CURR., WIND.TYPE 601-1200A | 1995-07-01 | 1995-07-01 | CPR Conversion
0 | 0 | 0 | 0 | 2024-12-01 | BH Colorado Electric Oper Co | Regulated Electric (122) | WPC Sub 30340 West Station | WPC Sub 30340 West Station | 135300 | Tx.-Curr., Wind.Type 601-1200a: 8752001200 | 9724124 | TX.-CURR., WIND.TYPE 601-1200A | 1958-07-01 | 1958-07-01 | CPR Conversion
0 | 0 | 0 | 0 | 2024-12-01 | BH Colorado Electric Oper Co | Regulated Electric (122) | WPC Sub 30340 West Station | WPC Sub 30340 West Station | 135300 | Tx.-Curr., Wind.Type 601-1200a: 8752001200 | 9974081 | TX.-CURR., WIND.TYPE 601-1200A | 1975-07-01 | 1975-07-01 | CPR Conversion
0 | 3744.24 | 2181.1302 | 1563.1098 | 2024-12-01 | BH Colorado Electric Oper Co | Regulated Electric (122) | WPC Sub 30340 West Station | WPC Sub 30340 West Station | 135300 | Tx.-Curr., Wind.Type 601-1200a: 8752001200 | 9821848 | TX.-CURR., WIND.TYPE 601-1200A | 1995-07-01 | 1995-07-01 | WCDXFER
2 | 11369.71 | 12055.6213 | -685.9113 | 2024-12-01 | BH Colorado Electric Oper Co | Regulated Electric (122) | WPC Sub 30340 West Station | WPC Sub 30340 West Station | 135300 | Tx.-Curr., Wind.Type 601-1200a: 8752001200 | 9821846 | TX.-CURR., WIND.TYPE 601-1200A | 1958-07-01 | 1958-07-01 | WCDXFER
1 | 2341.93 | 2242.9063 | 99.0237 | 2024-12-01 | BH Colorado Electric Oper Co | Regulated Electric (122) | WPC Sub 30340 West Station | WPC Sub 30340 West Station | 135300 | WAVEGUIDE: 1128000050 | 9821719 | CARR CURR EQ-WAVE TRAP-800 AMP | 1976-07-01 | 1976-07-01 | WCDXFER
1 | 2100 | 2211.4065 | -111.4065 | 2024-12-01 | BH Colorado Electric Oper Co | Regulated Electric (122) | WPC Sub 30340 West Station | WPC Sub 30340 West Station | 135300 | WAVEGUIDE: 1128000050 | 9821718 | CARR CURR EQ-WAVE TRAP-800 AMP | 1970-07-01 | 1970-07-01 | WCDXFER
0 | 0 | 0 | 0 | 2024-12-01 | BH Colorado Electric Oper Co | Regulated Electric (122) | WPC Sub 30340 West Station | WPC Sub 30340 West Station | 135300 | WAVEGUIDE: 1128000050 | 9693309 | CARR CURR EQ-WAVE TRAP-800 AMP | 1970-07-01 | 1970-07-01 | CPR Conversion
1 | 1927.84 | 2034.7894 | -106.9494 | 2024-12-01 | BH Colorado Electric Oper Co | Regulated Electric (122) | WPC Sub 30340 West Station | WPC Sub 30340 West Station | 135300 | WAVEGUIDE: 1128000050 | 9821717 | CARR CURR EQ-WAVE TRAP-800 AMP | 1966-07-01 | 1966-07-01 | WCDXFER
2 | 3142.14 | 3331.6989 | -189.5589 | 2024-12-01 | BH Colorado Electric Oper Co | Regulated Electric (122) | WPC Sub 30340 West Station | WPC Sub 30340 West Station | 135300 | WAVEGUIDE: 1128000050 | 9821716 | CARR CURR EQ-WAVE TRAP-800 AMP | 1958-07-01 | 1958-07-01 | WCDXFER
0 | 0 | 0 | 0 | 2024-12-01 | BH Colorado Electric Oper Co | Regulated Electric (122) | WPC Sub 30340 West Station | WPC Sub 30340 West Station | 135300 | WAVEGUIDE: 1128000050 | 9974051 | CARR CURR EQ-WAVE TRAP-800 AMP | 1966-07-01 | 1966-07-01 | CPR Conversion
0 | 0 | 0 | 0 | 2024-12-01 | BH Colorado Electric Oper Co | Regulated Electric (122) | WPC Sub 30340 West Station | WPC Sub 30340 West Station | 135300 | WAVEGUIDE: 1128000050 | 9974048 | CARR CURR EQ-WAVE TRAP-800 AMP | 1976-07-01 | 1976-07-01 | CPR Conversion
0 | 0 | 0 | 0 | 2024-12-01 | BH Colorado Electric Oper Co | Regulated Electric (122) | WPC Sub 30340 West Station | WPC Sub 30340 West Station | 135300 | WAVEGUIDE: 1128000050 | 9706623 | CARR CURR EQ-WAVE TRAP-800 AMP | 1958-07-01 | 1958-07-01 | CPR Conversion
1 | 1150 | 1219.3771 | -69.3771 | 2024-12-01 | BH Colorado Electric Oper Co | Regulated Electric (122) | WPC Sub 30340 West Station | WPC Sub 30340 West Station | 135300 | Yard Lighting Systems: 7700900000 | 9821782 | YARD LIGHTING SYSTEMS | 1958-07-01 | 1958-07-01 | WCDXFER
0 | 19678.59 | 2137.2362 | 17541.3538 | 2024-12-01 | BH Colorado Electric Oper Co | Regulated Electric (122) | WPC Sub 30340 West Station | WPC Sub 30340 West Station | 135300 | Yard Lighting Systems: 7700900000 | 29777978 | Yard Lighting Systems | 2019-03-29 | 2019-03-01 | 10059352
0 | 0 | 0 | 0 | 2024-12-01 | BH Colorado Electric Oper Co | Regulated Electric (122) | WPC Sub 30340 West Station | WPC Sub 30340 West Station | 135300 | Yard Lighting Systems: 7700900000 | 9974073 | YARD LIGHTING SYSTEMS | 1958-07-01 | 1958-07-01 | CPR Conversion
0 | 0 | 0 | 0 | 2024-12-01 | BH Colorado Electric Oper Co | Regulated Electric (122) | WPC Sub 30340 West Station | WPC Sub 30340 West Station | 135301 | Estimated Additions: 0010000000 | 35434616 | Install DME equipment at the West Station sub for PRC-002 compliance. | 2022-05-26 | 2022-05-01 | 10077634
0 | 0 | 0 | 0 | 2024-12-01 | BH Colorado Electric Oper Co | Regulated Electric (122) | WPC Sub 30340 West Station | WPC Sub 30340 West Station | 135500 | Estimated Additions: 0010000000 | 27213795 | Where is the Project? This project is in Pueblo Co. at the West Station substation. What is the Project? The project is to realign the transmission lines to match the new substation bays. Why are we building the project? This project is to increase | 2019-05-23 | 2019-05-01 | 10057765
0 | 0 | 0 | 0 | 2024-12-01 | BH Colorado Electric Oper Co | Regulated Electric (122) | WPC Sub 30340 West Station | WPC Sub 30340 West Station | 135600 | Estimated Additions: 0010000000 | 12422980 | LAJUNTA BUSHING REPLACEMENTS | 2014-02-12 | 2014-04-01 | 10048677
0 | 0 | 0 | 0 | 2024-12-01 | BH Colorado Electric Oper Co | Regulated Electric (122) | WPC Sub 30340 West Station | WPC Sub 30340 West Station | 135600 | Estimated Additions: 0010000000 | 27213798 | Where is the Project? This project is in Pueblo Co. at the West Station substation. What is the Project? The project is to realign the transmission lines to match the new substation bays. Why are we building the project? This project is to increase | 2019-05-23 | 2019-05-01 | 10057765
0 | 0 | 0 | 0 | 2024-12-01 | BH Colorado Electric Oper Co | Regulated Electric (122) | WPC Sub 30340 West Station | WPC Sub 30340 West Station | 135600 | Estimated Additions: 0010000000 | 11766936 | MIDWAY WEST STATION FIBER-FIBER PROJECT | 2010-12-31 | 2013-01-01 | 10040226
0 | 0 | 0 | 0 | 2024-12-01 | BH Colorado Electric Oper Co | Regulated Electric (122) | WPC Sub 30340 West Station | WPC Sub 30340 West Station | 135600 | Estimated Additions: 0010000000 | 12317838 | LAJUNTA BUSHING REPLACEMENTS | 2014-02-12 | 2014-02-01 | 10048677
0 | 0 | 0 | 0 | 2024-12-01 | BH Colorado Electric Oper Co | Regulated Electric (122) | WPC Sub 30340 West Station | WPC Sub 30340 West Station | 135600 | FIBER OPTIC GROUND WIRE: 1683000000 | 11379671 | FIBER OPTIC STATIC WIRE | 2010-12-31 | 2011-01-01 | 10040226
0 | 0 | 0 | 0 | 2024-12-01 | BH Colorado Electric Oper Co | Regulated Electric (122) | WPC Sub 30340 West Station | WPC Sub 30340 West Station | 135600 | FIBER OPTIC GROUND WIRE: 1683000000 | 11794451 | FIBER OPTIC STATIC WIRE | 2012-11-01 | 2012-01-01 | 10042608
1 | 3512.34 | 2851.1127 | 661.2273 | 2024-12-01 | BH Colorado Electric Oper Co | Regulated Electric (122) | WPC Sub 30345 DOT Site | WPC Sub 30345 DOT Site | 135200 | Building - Other: 0630000000 | 9974063 | CONTROL BUILDING STRUCTURE - # | 1973-07-01 | 1973-07-01 | CPR Conversion
0 | 0 | 0 | 0 | 2024-12-01 | BH Colorado Electric Oper Co | Regulated Electric (122) | WPC Sub 30345 DOT Site | WPC Sub 30345 DOT Site | 135300 | Arrester - 69,001-146,000 Volts: 0211460000 | 9974062 | ARRESTER - 69,001-146,000 VOLTS | 1973-07-01 | 1973-07-01 | CPR Conversion
3 | 5226.71 | 5315.3451 | -88.6351 | 2024-12-01 | BH Colorado Electric Oper Co | Regulated Electric (122) | WPC Sub 30345 DOT Site | WPC Sub 30345 DOT Site | 135300 | Arrester - 69,001-146,000 Volts: 0211460000 | 9821684 | ARRESTER - 69,001-146,000 VOLTS | 1973-07-01 | 1973-07-01 | WCDXFER
0 | 22954.1 | 1133.173 | 21820.927 | 2024-12-01 | BH Colorado Electric Oper Co | Regulated Electric (122) | WPC Sub 30345 DOT Site | WPC Sub 30345 DOT Site | 135300 | Batteries, Storage - Station: 0353000000 | 36314677 | Batteries, Storage - Station | 2022-05-27 | 2022-05-01 | 10078941
0 | 0 | 0 | 0 | 2024-12-01 | BH Colorado Electric Oper Co | Regulated Electric (122) | WPC Sub 30345 DOT Site | WPC Sub 30345 DOT Site | 135300 | Batteries, Storage: 0350000000 | 9974061 | BATTERIES, STORAGE | 1973-07-01 | 1973-07-01 | CPR Conversion
0 | 0 | 0 | 0 | 2024-12-01 | BH Colorado Electric Oper Co | Regulated Electric (122) | WPC Sub 30345 DOT Site | WPC Sub 30345 DOT Site | 135300 | Batteries, Storage: 0350000000 | 9821676 | BATTERIES, STORAGE | 1973-07-01 | 1973-07-01 | WCDXFER
0 | 0 | 0 | 0 | 2024-12-01 | BH Colorado Electric Oper Co | Regulated Electric (122) | WPC Sub 30345 DOT Site | WPC Sub 30345 DOT Site | 135300 | Battery Charger: 0300000000 | 9821679 | BATTERY CHARGER | 1973-07-01 | 1973-07-01 | WCDXFER
0 | 0 | 0 | 0 | 2024-12-01 | BH Colorado Electric Oper Co | Regulated Electric (122) | WPC Sub 30345 DOT Site | WPC Sub 30345 DOT Site | 135300 | Battery Charger: 0300000000 | 9974060 | BATTERY CHARGER | 1973-07-01 | 1973-07-01 | CPR Conversion
0 | 0 | 0 | 0 | 2024-12-01 | BH Colorado Electric Oper Co | Regulated Electric (122) | WPC Sub 30345 DOT Site | WPC Sub 30345 DOT Site | 135300 | Breaker, Oil - 161 Kv: 6213161000 | 9974182 | OIL - 161 KV | 1973-07-01 | 1973-07-01 | CPR Conversion
1 | 25561.02 | 25994.4866 | -433.4666 | 2024-12-01 | BH Colorado Electric Oper Co | Regulated Electric (122) | WPC Sub 30345 DOT Site | WPC Sub 30345 DOT Site | 135300 | Breaker, Oil - 161 Kv: 6213161000 | 9821789 | OIL - 161 KV | 1973-07-01 | 1973-07-01 | WCDXFER
0 | 139.47 | 141.8351 | -2.3651 | 2024-12-01 | BH Colorado Electric Oper Co | Regulated Electric (122) | WPC Sub 30345 DOT Site | WPC Sub 30345 DOT Site | 135300 | Capacitor Banks-Foundation: 1050000000 | 9821698 | CAPACITOR BANKS-FOUNDATION | 1973-07-01 | 1973-07-01 | WCDXFER
0 | 0 | 0 | 0 | 2024-12-01 | BH Colorado Electric Oper Co | Regulated Electric (122) | WPC Sub 30345 DOT Site | WPC Sub 30345 DOT Site | 135300 | Capacitor Banks-Foundation: 1050000000 | 9974177 | CAPACITOR BANKS-FOUNDATION | 1973-07-01 | 1973-07-01 | CPR Conversion
3 | 11315.62 | 11507.5115 | -191.8915 | 2024-12-01 | BH Colorado Electric Oper Co | Regulated Electric (122) | WPC Sub 30345 DOT Site | WPC Sub 30345 DOT Site | 135300 | Combo-Elec-69-170kv- <= 600amps: 7984117006 | 9821829 | COMBO-ELEC-69-170KV- <= 600AMPS | 1973-07-01 | 1973-07-01 | WCDXFER
0 | 0 | 0 | 0 | 2024-12-01 | BH Colorado Electric Oper Co | Regulated Electric (122) | WPC Sub 30345 DOT Site | WPC Sub 30345 DOT Site | 135300 | Combo-Elec-69-170kv- <= 600amps: 7984117006 | 9693312 | COMBO-ELEC-69-170KV- <= 600AMPS | 1973-07-01 | 1973-07-01 | CPR Conversion
0 | 0 | 0 | 0 | 2024-12-01 | BH Colorado Electric Oper Co | Regulated Electric (122) | WPC Sub 30345 DOT Site | WPC Sub 30345 DOT Site | 135300 | Combo-Elec-69-170kv- <= 600amps: 7984117006 | 9706629 | SWITCH,COMBO,ELEC,69001-170K, | 1974-07-01 | 1974-07-01 | CPR Conversion
0 | -1370.45 | -1366.6284 | -3.8216 | 2024-12-01 | BH Colorado Electric Oper Co | Regulated Electric (122) | WPC Sub 30345 DOT Site | WPC Sub 30345 DOT Site | 135300 | Combo-Elec-69-170kv- <= 600amps: 7984117006 | 9821828 | SWITCH,COMBO,ELEC,69001-170K, | 1974-07-01 | 1974-07-01 | WCDXFER
840 | 1135.85 | 1155.1119 | -19.2619 | 2024-12-01 | BH Colorado Electric Oper Co | Regulated Electric (122) | WPC Sub 30345 DOT Site | WPC Sub 30345 DOT Site | 135300 | Conduit, Not Encsd Pvc Under 3": 1822102000 | 9821743 | CONDUIT, NOT ENCD-PVC-UNDR 3" | 1973-07-01 | 1973-07-01 | WCDXFER
0 | 0 | 0 | 0 | 2024-12-01 | BH Colorado Electric Oper Co | Regulated Electric (122) | WPC Sub 30345 DOT Site | WPC Sub 30345 DOT Site | 135300 | Conduit, Not Encsd Pvc Under 3": 1822102000 | 9974181 | CONDUIT, NOT ENCD-PVC-UNDR 3" | 1973-07-01 | 1973-07-01 | CPR Conversion
0 | 0 | 0 | 0 | 2024-12-01 | BH Colorado Electric Oper Co | Regulated Electric (122) | WPC Sub 30345 DOT Site | WPC Sub 30345 DOT Site | 135300 | Coupling Capacitor- 69kv: 1125069000 | 9974056 | CARR CURR EQ-COUPLING CAPACITOR 69KV | 1973-07-01 | 1973-07-01 | CPR Conversion
1 | 1563.12 | 1589.6276 | -26.5076 | 2024-12-01 | BH Colorado Electric Oper Co | Regulated Electric (122) | WPC Sub 30345 DOT Site | WPC Sub 30345 DOT Site | 135300 | Coupling Capacitor- 69kv: 1125069000 | 9821723 | CARR CURR EQ-COUPLING CAPACITOR 69KV | 1973-07-01 | 1973-07-01 | WCDXFER
0 | 0 | 0 | 0 | 2024-12-01 | BH Colorado Electric Oper Co | Regulated Electric (122) | WPC Sub 30345 DOT Site | WPC Sub 30345 DOT Site | 135300 | Estimated Additions: 0010000000 | 9812954 | Invest Carrier Equip-DOT Sub | 2002-11-01 | 2002-11-01 | 10016512
0 | 0 | 0 | 0 | 2024-12-01 | BH Colorado Electric Oper Co | Regulated Electric (122) | WPC Sub 30345 DOT Site | WPC Sub 30345 DOT Site | 135300 | Estimated Additions: 0010000000 | 9813524 | Invest Carrier Equip-DOT Sub | 2002-11-01 | 2003-01-01 | 10016512
0 | 0 | 0 | 0 | 2024-12-01 | BH Colorado Electric Oper Co | Regulated Electric (122) | WPC Sub 30345 DOT Site | WPC Sub 30345 DOT Site | 135300 | Estimated Additions: 0010000000 | 9813329 | Invest Carrier Equip-DOT Sub | 2002-11-01 | 2002-12-01 | 10016512
0 | 0 | 0 | 0 | 2024-12-01 | BH Colorado Electric Oper Co | Regulated Electric (122) | WPC Sub 30345 DOT Site | WPC Sub 30345 DOT Site | 135300 | Foundation: 6210000000 | 9974178 | FOUNDATION | 1973-07-01 | 1973-07-01 | CPR Conversion
1 | 1000.52 | 1017.4869 | -16.9669 | 2024-12-01 | BH Colorado Electric Oper Co | Regulated Electric (122) | WPC Sub 30345 DOT Site | WPC Sub 30345 DOT Site | 135300 | Foundation: 6210000000 | 9821763 | FOUNDATION | 1973-07-01 | 1973-07-01 | WCDXFER
0 | 0 | 0 | 0 | 2024-12-01 | BH Colorado Electric Oper Co | Regulated Electric (122) | WPC Sub 30345 DOT Site | WPC Sub 30345 DOT Site | 135300 | Grounding Systems, Station: 3920000000 | 9974175 | GROUNDING SYSTEMS, STATION | 1973-07-01 | 1973-07-01 | CPR Conversion
1 | 4118.29 | 4188.1284 | -69.8384 | 2024-12-01 | BH Colorado Electric Oper Co | Regulated Electric (122) | WPC Sub 30345 DOT Site | WPC Sub 30345 DOT Site | 135300 | Grounding Systems, Station: 3920000000 | 9821761 | GROUNDING SYSTEMS, STATION | 1973-07-01 | 1973-07-01 | WCDXFER
1 | 19962.47 | 20300.9958 | -338.5258 | 2024-12-01 | BH Colorado Electric Oper Co | Regulated Electric (122) | WPC Sub 30345 DOT Site | WPC Sub 30345 DOT Site | 135300 | Insulators-Post-161kv: 4272161000 | 9821756 | INSULATORS-POST-161KV | 1973-07-01 | 1973-07-01 | WCDXFER
0 | 0 | 0 | 0 | 2024-12-01 | BH Colorado Electric Oper Co | Regulated Electric (122) | WPC Sub 30345 DOT Site | WPC Sub 30345 DOT Site | 135300 | Insulators-Post-161kv: 4272161000 | 9974174 | INSULATORS-POST-161KV | 1973-07-01 | 1973-07-01 | CPR Conversion
1 | 1043.09 | 1060.7788 | -17.6888 | 2024-12-01 | BH Colorado Electric Oper Co | Regulated Electric (122) | WPC Sub 30345 DOT Site | WPC Sub 30345 DOT Site | 135300 | Line Tuner: 1129000000 | 9821709 | CARR CURR EQ-LINE TUNER | 1973-07-01 | 1973-07-01 | WCDXFER
0 | 0 | 0 | 0 | 2024-12-01 | BH Colorado Electric Oper Co | Regulated Electric (122) | WPC Sub 30345 DOT Site | WPC Sub 30345 DOT Site | 135300 | Line Tuner: 1129000000 | 9974057 | CARR CURR EQ-LINE TUNER | 1973-07-01 | 1973-07-01 | CPR Conversion
0 | 0 | 0 | 0 | 2024-12-01 | BH Colorado Electric Oper Co | Regulated Electric (122) | WPC Sub 30345 DOT Site | WPC Sub 30345 DOT Site | 135300 | Low Prof- Switch Stand - High: 7841080000 | 9974171 | LOW PROF- SWITCH STAND - HIGH | 1973-07-01 | 1973-07-01 | CPR Conversion
3 | 2571.56 | 2615.1688 | -43.6088 | 2024-12-01 | BH Colorado Electric Oper Co | Regulated Electric (122) | WPC Sub 30345 DOT Site | WPC Sub 30345 DOT Site | 135300 | Low Prof- Switch Stand - High: 7841080000 | 9821804 | LOW PROF- SWITCH STAND - HIGH | 1973-07-01 | 1973-07-01 | WCDXFER
0 | 0 | 0 | 0 | 2024-12-01 | BH Colorado Electric Oper Co | Regulated Electric (122) | WPC Sub 30345 DOT Site | WPC Sub 30345 DOT Site | 135300 | Low Prof-Curr/Pot Trans/Reac Stand: 7841020000 | 9701176 | LOW PROF-CURR/POT TRANS/REAC STAND | 1973-07-01 | 1973-07-01 | CPR Conversion
6 | 2723.36 | 2769.543 | -46.183 | 2024-12-01 | BH Colorado Electric Oper Co | Regulated Electric (122) | WPC Sub 30345 DOT Site | WPC Sub 30345 DOT Site | 135300 | Low Prof-Curr/Pot Trans/Reac Stand: 7841020000 | 9821805 | LOW PROF-CURR/POT TRANS/REAC STAND | 1973-07-01 | 1973-07-01 | WCDXFER
28 | 24645.8 | 25063.7462 | -417.9462 | 2024-12-01 | BH Colorado Electric Oper Co | Regulated Electric (122) | WPC Sub 30345 DOT Site | WPC Sub 30345 DOT Site | 135300 | Low Profile Struct-Bus Support-1ph: 7841010000 | 9821808 | LOW PROFILE STRUCT-BUS SUPPORT-1PH | 1973-07-01 | 1973-07-01 | WCDXFER
0 | 0 | 0 | 0 | 2024-12-01 | BH Colorado Electric Oper Co | Regulated Electric (122) | WPC Sub 30345 DOT Site | WPC Sub 30345 DOT Site | 135300 | Low Profile Struct-Bus Support-1ph: 7841010000 | 9974173 | LOW PROFILE STRUCT-BUS SUPPORT-1PH | 1973-07-01 | 1973-07-01 | CPR Conversion
0 | 0 | 0 | 0 | 2024-12-01 | BH Colorado Electric Oper Co | Regulated Electric (122) | WPC Sub 30345 DOT Site | WPC Sub 30345 DOT Site | 135300 | Low Profile Structure-Foundation: 7841000000 | 9974176 | LOW PROFILE STRUCTURE-FOUNDATION | 1973-07-01 | 1973-07-01 | CPR Conversion
37 | 10227.48 | 10400.9187 | -173.4387 | 2024-12-01 | BH Colorado Electric Oper Co | Regulated Electric (122) | WPC Sub 30345 DOT Site | WPC Sub 30345 DOT Site | 135300 | Low Profile Structure-Foundation: 7841000000 | 9821815 | LOW PROFILE STRUCTURE-FOUNDATION | 1973-07-01 | 1973-07-01 | WCDXFER
1 | 670.45 | 681.8196 | -11.3696 | 2024-12-01 | BH Colorado Electric Oper Co | Regulated Electric (122) | WPC Sub 30345 DOT Site | WPC Sub 30345 DOT Site | 135300 | Other Low Profile Structure: 7841990000 | 9821803 | OTHER LOW PROFILE STRUCTURE | 1973-07-01 | 1973-07-01 | WCDXFER
0 | 0 | 0 | 0 | 2024-12-01 | BH Colorado Electric Oper Co | Regulated Electric (122) | WPC Sub 30345 DOT Site | WPC Sub 30345 DOT Site | 135300 | Other Low Profile Structure: 7841990000 | 9724133 | OTHER LOW PROFILE STRUCTURE | 1973-07-01 | 1973-07-01 | CPR Conversion
1 | 6059.66 | 6162.4204 | -102.7604 | 2024-12-01 | BH Colorado Electric Oper Co | Regulated Electric (122) | WPC Sub 30345 DOT Site | WPC Sub 30345 DOT Site | 135300 | Panel - Line: 5950300000 | 9821779 | LINE PANEL | 1973-07-01 | 1973-07-01 | WCDXFER
0 | 0 | 0 | 0 | 2024-12-01 | BH Colorado Electric Oper Co | Regulated Electric (122) | WPC Sub 30345 DOT Site | WPC Sub 30345 DOT Site | 135300 | Panel - Line: 5950300000 | 9974180 | LINE PANEL | 1973-07-01 | 1973-07-01 | CPR Conversion
0 | 0 | 0 | 0 | 2024-12-01 | BH Colorado Electric Oper Co | Regulated Electric (122) | WPC Sub 30345 DOT Site | WPC Sub 30345 DOT Site | 135300 | Panel - Transformer Differential: 5950200000 | 9974179 | TRANSFORMER DIFFERENTIAL PANEL | 1980-07-01 | 1980-07-01 | CPR Conversion
3 | 492.05 | 432.3795 | 59.6705 | 2024-12-01 | BH Colorado Electric Oper Co | Regulated Electric (122) | WPC Sub 30345 DOT Site | WPC Sub 30345 DOT Site | 135300 | Panel - Transformer Differential: 5950200000 | 9821752 | TRANSFORMER DIFFERENTIAL PANEL | 1980-07-01 | 1980-07-01 | WCDXFER
6 | 873.1 | 887.9061 | -14.8061 | 2024-12-01 | BH Colorado Electric Oper Co | Regulated Electric (122) | WPC Sub 30345 DOT Site | WPC Sub 30345 DOT Site | 135300 | Pwr Trfrmr Nbr Xxxxxx Foundation: 9101XXXXXX | 9821860 | TRANSF, PWR, FOUNDATION-00000-TRANSF, PWR, FOUNDATION | 1973-07-01 | 1973-07-01 | WCDXFER
0 | 0 | 0 | 0 | 2024-12-01 | BH Colorado Electric Oper Co | Regulated Electric (122) | WPC Sub 30345 DOT Site | WPC Sub 30345 DOT Site | 135300 | Pwr Trfrmr Nbr Xxxxxx Foundation: 9101XXXXXX | 9718860 | TRANSF, PWR, FOUNDATION | 1973-07-01 | 1973-07-01 | CPR Conversion
0 | 0 | 0 | 0 | 2024-12-01 | BH Colorado Electric Oper Co | Regulated Electric (122) | WPC Sub 30345 DOT Site | WPC Sub 30345 DOT Site | 135300 | Struc-Supporting,Outdoor-Other: 7849900000 | 9974172 | STRUC-SUPPORTING,OUTDOOR-OTHER | 1973-07-01 | 1973-07-01 | CPR Conversion
3 | 1146.02 | 1165.4543 | -19.4343 | 2024-12-01 | BH Colorado Electric Oper Co | Regulated Electric (122) | WPC Sub 30345 DOT Site | WPC Sub 30345 DOT Site | 135300 | Struc-Supporting,Outdoor-Other: 7849900000 | 9821802 | STRUC-SUPPORTING,OUTDOOR-OTHER | 1973-07-01 | 1973-07-01 | WCDXFER
3 | 16713.67 | 16997.1023 | -283.4323 | 2024-12-01 | BH Colorado Electric Oper Co | Regulated Electric (122) | WPC Sub 30345 DOT Site | WPC Sub 30345 DOT Site | 135300 | Transf, Pntl, 35.001-69kv 1ph: 9031069000 | 9821839 | TRANSF, POTNTL, 1PH, 35001-69KV | 1973-07-01 | 1973-07-01 | WCDXFER
0 | 0 | 0 | 0 | 2024-12-01 | BH Colorado Electric Oper Co | Regulated Electric (122) | WPC Sub 30345 DOT Site | WPC Sub 30345 DOT Site | 135300 | Transf, Pntl, 35.001-69kv 1ph: 9031069000 | 9974168 | TRANSF, POTNTL, 1PH, 35001-69KV | 1973-07-01 | 1973-07-01 | CPR Conversion
1 | 8448.91 | 3753.8687 | 4695.0413 | 2024-12-01 | BH Colorado Electric Oper Co | Regulated Electric (122) | WPC Sub 30345 DOT Site | WPC Sub 30345 DOT Site | 135300 | Transmitter/Receiver Combined: 1123000000 | 9814131 | CARR CURR EQ-TRANS/REC COMBINED | 2002-11-01 | 2002-01-01 | 10016512
0 | 0 | 0 | 0 | 2024-12-01 | BH Colorado Electric Oper Co | Regulated Electric (122) | WPC Sub 30345 DOT Site | WPC Sub 30345 DOT Site | 135300 | Transmitter/Receiver Combined: 1123000000 | 9974059 | CARR CURR EQ-TRANS/REC COMBINED | 1973-07-01 | 1973-07-01 | CPR Conversion
0 | 0 | 0 | 0 | 2024-12-01 | BH Colorado Electric Oper Co | Regulated Electric (122) | WPC Sub 30345 DOT Site | WPC Sub 30345 DOT Site | 135300 | Transmitter/Receiver Combined: 1123000000 | 9821726 | CARR CURR EQ-TRANS/REC COMBINED | 1973-07-01 | 1973-07-01 | WCDXFER
1 | 9282.66 | 7607.06 | 1675.6 | 2024-12-01 | BH Colorado Electric Oper Co | Regulated Electric (122) | WPC Sub 30345 DOT Site | WPC Sub 30345 DOT Site | 135300 | Tx., Curr.-Wind.Type-100-600a: 8752000600 | 9821849 | TX., CURR.-WIND.TYPE-100-600A | 1983-07-01 | 1983-07-01 | WCDXFER
2 | 6089.52 | 6192.7868 | -103.2668 | 2024-12-01 | BH Colorado Electric Oper Co | Regulated Electric (122) | WPC Sub 30345 DOT Site | WPC Sub 30345 DOT Site | 135300 | Tx., Curr.-Wind.Type-100-600a: 8752000600 | 9695306 | TX.-CURRENT, WINDOW TYPE | 1973-07-01 | 1973-07-01 | WCDXFER
0 | 0 | 0 | 0 | 2024-12-01 | BH Colorado Electric Oper Co | Regulated Electric (122) | WPC Sub 30345 DOT Site | WPC Sub 30345 DOT Site | 135300 | Tx., Curr.-Wind.Type-100-600a: 8752000600 | 9974169 | TX.-CURRENT, WINDOW TYPE | 1973-07-01 | 1973-07-01 | CPR Conversion
0 | 0 | 0 | 0 | 2024-12-01 | BH Colorado Electric Oper Co | Regulated Electric (122) | WPC Sub 30345 DOT Site | WPC Sub 30345 DOT Site | 135300 | Tx., Curr.-Wind.Type-100-600a: 8752000600 | 9974170 | TX., CURR.-WIND.TYPE-100-600A | 1983-07-01 | 1983-07-01 | CPR Conversion
0 | 0 | 0 | 0 | 2024-12-01 | BH Colorado Electric Oper Co | Regulated Electric (122) | WPC Sub 30345 DOT Site | WPC Sub 30345 DOT Site | 135300 | WAVEGUIDE: 1128000050 | 9974058 | CARR CURR EQ-WAVE TRAP-800 AMP | 1973-07-01 | 1973-07-01 | CPR Conversion
1 | 1679.76 | 1708.2456 | -28.4856 | 2024-12-01 | BH Colorado Electric Oper Co | Regulated Electric (122) | WPC Sub 30345 DOT Site | WPC Sub 30345 DOT Site | 135300 | WAVEGUIDE: 1128000050 | 9821715 | CARR CURR EQ-WAVE TRAP-800 AMP | 1973-07-01 | 1973-07-01 | WCDXFER
0 | 0 | 0 | 0 | 2024-12-01 | BH Colorado Electric Oper Co | Regulated Electric (122) | WPC Sub 30345 DOT Site | WPC Sub 30345 DOT Site | 135300 | Yard Lighting Systems: 7700900000 | 9974167 | YARD LIGHTING SYSTEMS | 1973-07-01 | 1973-07-01 | CPR Conversion
1 | 1278.24 | 1299.9165 | -21.6765 | 2024-12-01 | BH Colorado Electric Oper Co | Regulated Electric (122) | WPC Sub 30345 DOT Site | WPC Sub 30345 DOT Site | 135300 | Yard Lighting Systems: 7700900000 | 9821781 | YARD LIGHTING SYSTEMS | 1973-07-01 | 1973-07-01 | WCDXFER
0 | 0 | 0 | 0 | 2024-12-01 | BH Colorado Electric Oper Co | Regulated Electric (122) | WPC Sub 30350 Pueblo Plant 69 | WPC Sub 30350 Pueblo Plant 69 | 135200 | Building - Other: 0630000000 | 9697420 | CONTROL BUILDING STRUCTURE - # | 1981-07-01 | 1981-07-01 | CPR Conversion
0 | 0 | 0 | 0 | 2024-12-01 | BH Colorado Electric Oper Co | Regulated Electric (122) | WPC Sub 30350 Pueblo Plant 69 | WPC Sub 30350 Pueblo Plant 69 | 135300 | Arrester - 69,001-146,000 Volts: 0211460000 | 9821683 | ARRESTER - 69,001-146,000 VOLTS | 1986-07-01 | 1986-07-01 | WCDXFER
0 | 0 | 0 | 0 | 2024-12-01 | BH Colorado Electric Oper Co | Regulated Electric (122) | WPC Sub 30350 Pueblo Plant 69 | WPC Sub 30350 Pueblo Plant 69 | 135300 | Arrester - 69,001-146,000 Volts: 0211460000 | 9821682 | ARRESTERS-69,001-146,000 VOLT | 1981-07-01 | 1981-07-01 | WCDXFER
0 | 0 | 0 | 0 | 2024-12-01 | BH Colorado Electric Oper Co | Regulated Electric (122) | WPC Sub 30350 Pueblo Plant 69 | WPC Sub 30350 Pueblo Plant 69 | 135300 | Arrester - 69,001-146,000 Volts: 0211460000 | 9974166 | ARRESTER - 69,001-146,000 VOLTS | 1986-07-01 | 1986-07-01 | CPR Conversion
0 | 0 | 0 | 0 | 2024-12-01 | BH Colorado Electric Oper Co | Regulated Electric (122) | WPC Sub 30350 Pueblo Plant 69 | WPC Sub 30350 Pueblo Plant 69 | 135300 | Arrester - 69,001-146,000 Volts: 0211460000 | 9974165 | ARRESTERS-69,001-146,000 VOLT | 1981-07-01 | 1981-07-01 | CPR Conversion
0 | 0 | 0 | 0 | 2024-12-01 | BH Colorado Electric Oper Co | Regulated Electric (122) | WPC Sub 30350 Pueblo Plant 69 | WPC Sub 30350 Pueblo Plant 69 | 135300 | Breaker, Oil - 15 Kv: 6213015000 | 9821796 | OIL - 15 KV | 1986-07-01 | 1986-07-01 | WCDXFER
0 | 0 | 0 | 0 | 2024-12-01 | BH Colorado Electric Oper Co | Regulated Electric (122) | WPC Sub 30350 Pueblo Plant 69 | WPC Sub 30350 Pueblo Plant 69 | 135300 | Breaker, Oil - 15 Kv: 6213015000 | 9728054 | OIL - 15 KV | 1986-07-01 | 1986-07-01 | CPR Conversion
0 | 0 | 0 | 0 | 2024-12-01 | BH Colorado Electric Oper Co | Regulated Electric (122) | WPC Sub 30350 Pueblo Plant 69 | WPC Sub 30350 Pueblo Plant 69 | 135300 | Breaker, Oil - 161 Kv: 6213161000 | 9821788 | OIL - 161 KV | 1981-07-01 | 1981-07-01 | WCDXFER
0 | 0 | 0 | 0 | 2024-12-01 | BH Colorado Electric Oper Co | Regulated Electric (122) | WPC Sub 30350 Pueblo Plant 69 | WPC Sub 30350 Pueblo Plant 69 | 135300 | Breaker, Oil - 161 Kv: 6213161000 | 9724132 | OIL - 161 KV | 1981-07-01 | 1981-07-01 | CPR Conversion
0 | 0 | 0 | 0 | 2024-12-01 | BH Colorado Electric Oper Co | Regulated Electric (122) | WPC Sub 30350 Pueblo Plant 69 | WPC Sub 30350 Pueblo Plant 69 | 135300 | Capacitor Banks-Foundation: 1050000000 | 9821697 | CAPACITOR BANKS-FOUNDATION | 1981-07-01 | 1981-07-01 | WCDXFER
0 | 0 | 0 | 0 | 2024-12-01 | BH Colorado Electric Oper Co | Regulated Electric (122) | WPC Sub 30350 Pueblo Plant 69 | WPC Sub 30350 Pueblo Plant 69 | 135300 | Capacitor Banks-Foundation: 1050000000 | 9974155 | CAPACITOR BANKS-FOUNDATION | 1981-07-01 | 1981-07-01 | CPR Conversion
0 | 0 | 0 | 0 | 2024-12-01 | BH Colorado Electric Oper Co | Regulated Electric (122) | WPC Sub 30350 Pueblo Plant 69 | WPC Sub 30350 Pueblo Plant 69 | 135300 | Combo-Elec-69-170kv- 1200-1999amps: 7984117019 | 9974141 | SWITCH,COMBO,ELEC,69001-170K, | 1986-07-01 | 1986-07-01 | CPR Conversion
0 | 0 | 0 | 0 | 2024-12-01 | BH Colorado Electric Oper Co | Regulated Electric (122) | WPC Sub 30350 Pueblo Plant 69 | WPC Sub 30350 Pueblo Plant 69 | 135300 | Combo-Elec-69-170kv- 1200-1999amps: 7984117019 | 9974142 | COMBO-ELEC-69-170KV- 1200-1999AMPS | 1981-07-01 | 1981-07-01 | CPR Conversion
0 | 0 | 0 | 0 | 2024-12-01 | BH Colorado Electric Oper Co | Regulated Electric (122) | WPC Sub 30350 Pueblo Plant 69 | WPC Sub 30350 Pueblo Plant 69 | 135300 | Combo-Elec-69-170kv- 1200-1999amps: 7984117019 | 9821826 | SWITCH,COMBO,ELEC,69001-170K, | 1986-07-01 | 1986-07-01 | WCDXFER
0 | 0 | 0 | 0 | 2024-12-01 | BH Colorado Electric Oper Co | Regulated Electric (122) | WPC Sub 30350 Pueblo Plant 69 | WPC Sub 30350 Pueblo Plant 69 | 135300 | Combo-Elec-69-170kv- 1200-1999amps: 7984117019 | 9821827 | COMBO-ELEC-69-170KV- 1200-1999AMPS | 1981-07-01 | 1981-07-01 | WCDXFER
0 | 0 | 0 | 0 | 2024-12-01 | BH Colorado Electric Oper Co | Regulated Electric (122) | WPC Sub 30350 Pueblo Plant 69 | WPC Sub 30350 Pueblo Plant 69 | 135300 | Cond. Pwr Cable, Al, Other: 0773000000 | 9974147 | COND. PWR CABLE, AL, OTHER | 1986-07-01 | 1986-07-01 | CPR Conversion
0 | 0 | 0 | 0 | 2024-12-01 | BH Colorado Electric Oper Co | Regulated Electric (122) | WPC Sub 30350 Pueblo Plant 69 | WPC Sub 30350 Pueblo Plant 69 | 135300 | Cond. Pwr Cable, Al, Other: 0773000000 | 9821701 | COND. PWR CABLE, AL, OTHER | 1986-07-01 | 1986-07-01 | WCDXFER
0 | 0 | 0 | 0 | 2024-12-01 | BH Colorado Electric Oper Co | Regulated Electric (122) | WPC Sub 30350 Pueblo Plant 69 | WPC Sub 30350 Pueblo Plant 69 | 135300 | Conduit, Not Encsd Pvc Under 3": 1822102000 | 9974161 | CONDUIT, NOT ENCD-PVC-UNDR 3" | 1986-07-01 | 1986-07-01 | CPR Conversion
0 | 0 | 0 | 0 | 2024-12-01 | BH Colorado Electric Oper Co | Regulated Electric (122) | WPC Sub 30350 Pueblo Plant 69 | WPC Sub 30350 Pueblo Plant 69 | 135300 | Conduit, Not Encsd Pvc Under 3": 1822102000 | 9821742 | CONDUIT, NOT ENCD-PVC-UNDR 3" | 1986-07-01 | 1986-07-01 | WCDXFER
0 | 0 | 0 | 0 | 2024-12-01 | BH Colorado Electric Oper Co | Regulated Electric (122) | WPC Sub 30350 Pueblo Plant 69 | WPC Sub 30350 Pueblo Plant 69 | 135300 | Coupling Capacitor- 69kv: 1125069000 | 9821722 | CARR CURR EQ-COUPLING CAPACITOR 69KV | 1981-07-01 | 1981-07-01 | WCDXFER
0 | 0 | 0 | 0 | 2024-12-01 | BH Colorado Electric Oper Co | Regulated Electric (122) | WPC Sub 30350 Pueblo Plant 69 | WPC Sub 30350 Pueblo Plant 69 | 135300 | Coupling Capacitor- 69kv: 1125069000 | 9974162 | CARR CURR EQ-COUPLING CAPACITOR 69KV | 1981-07-01 | 1981-07-01 | CPR Conversion
0 | 0 | 0 | 0 | 2024-12-01 | BH Colorado Electric Oper Co | Regulated Electric (122) | WPC Sub 30350 Pueblo Plant 69 | WPC Sub 30350 Pueblo Plant 69 | 135300 | Fence: 3220000000 | 9974156 | FENCE | 1981-07-01 | 1981-07-01 | CPR Conversion
0 | 0 | 0 | 0 | 2024-12-01 | BH Colorado Electric Oper Co | Regulated Electric (122) | WPC Sub 30350 Pueblo Plant 69 | WPC Sub 30350 Pueblo Plant 69 | 135300 | Fence: 3220000000 | 9821730 | FENCES, CHAIN LINK | 1986-07-01 | 1986-07-01 | WCDXFER
0 | 0 | 0 | 0 | 2024-12-01 | BH Colorado Electric Oper Co | Regulated Electric (122) | WPC Sub 30350 Pueblo Plant 69 | WPC Sub 30350 Pueblo Plant 69 | 135300 | Fence: 3220000000 | 9821731 | FENCE | 1981-07-01 | 1981-07-01 | WCDXFER
0 | 0 | 0 | 0 | 2024-12-01 | BH Colorado Electric Oper Co | Regulated Electric (122) | WPC Sub 30350 Pueblo Plant 69 | WPC Sub 30350 Pueblo Plant 69 | 135300 | Fence: 3220000000 | 9706628 | FENCES, CHAIN LINK | 1986-07-01 | 1986-07-01 | CPR Conversion
0 | 0 | 0 | 0 | 2024-12-01 | BH Colorado Electric Oper Co | Regulated Electric (122) | WPC Sub 30350 Pueblo Plant 69 | WPC Sub 30350 Pueblo Plant 69 | 135300 | Foundation: 6210000000 | 9724131 | PWR CIRC BREAKERS-FOUNDATION | 1986-07-01 | 1986-07-01 | CPR Conversion
0 | 0 | 0 | 0 | 2024-12-01 | BH Colorado Electric Oper Co | Regulated Electric (122) | WPC Sub 30350 Pueblo Plant 69 | WPC Sub 30350 Pueblo Plant 69 | 135300 | Foundation: 6210000000 | 9821797 | PWR CIRC BREAKERS-FOUNDATION | 1986-07-01 | 1986-07-01 | WCDXFER
0 | 0 | 0 | 0 | 2024-12-01 | BH Colorado Electric Oper Co | Regulated Electric (122) | WPC Sub 30350 Pueblo Plant 69 | WPC Sub 30350 Pueblo Plant 69 | 135300 | Foundation: 6210000000 | 9821798 | FOUNDATION | 1981-07-01 | 1981-07-01 | WCDXFER
0 | 0 | 0 | 0 | 2024-12-01 | BH Colorado Electric Oper Co | Regulated Electric (122) | WPC Sub 30350 Pueblo Plant 69 | WPC Sub 30350 Pueblo Plant 69 | 135300 | Foundation: 6210000000 | 9974154 | FOUNDATION | 1981-07-01 | 1981-07-01 | CPR Conversion
0 | 0 | 0 | 0 | 2024-12-01 | BH Colorado Electric Oper Co | Regulated Electric (122) | WPC Sub 30350 Pueblo Plant 69 | WPC Sub 30350 Pueblo Plant 69 | 135300 | Grounding Systems, Station: 3920000000 | 9974151 | GROUNDING SYSTEMS, STATION | 1981-07-01 | 1981-07-01 | CPR Conversion
0 | 0 | 0 | 0 | 2024-12-01 | BH Colorado Electric Oper Co | Regulated Electric (122) | WPC Sub 30350 Pueblo Plant 69 | WPC Sub 30350 Pueblo Plant 69 | 135300 | Grounding Systems, Station: 3920000000 | 9821759 | STATION GROUNDING SYSTEMS | 1986-07-01 | 1986-07-01 | WCDXFER
0 | 0 | 0 | 0 | 2024-12-01 | BH Colorado Electric Oper Co | Regulated Electric (122) | WPC Sub 30350 Pueblo Plant 69 | WPC Sub 30350 Pueblo Plant 69 | 135300 | Grounding Systems, Station: 3920000000 | 9821760 | GROUNDING SYSTEMS, STATION | 1981-07-01 | 1981-07-01 | WCDXFER
0 | 0 | 0 | 0 | 2024-12-01 | BH Colorado Electric Oper Co | Regulated Electric (122) | WPC Sub 30350 Pueblo Plant 69 | WPC Sub 30350 Pueblo Plant 69 | 135300 | Grounding Systems, Station: 3920000000 | 9974150 | STATION GROUNDING SYSTEMS | 1986-07-01 | 1986-07-01 | CPR Conversion
0 | 0 | 0 | 0 | 2024-12-01 | BH Colorado Electric Oper Co | Regulated Electric (122) | WPC Sub 30350 Pueblo Plant 69 | WPC Sub 30350 Pueblo Plant 69 | 135300 | Insulators-Post-69kv: 4272069000 | 9974149 | INSULATORS-POST-69KV | 1981-07-01 | 1981-07-01 | CPR Conversion
0 | 0 | 0 | 0 | 2024-12-01 | BH Colorado Electric Oper Co | Regulated Electric (122) | WPC Sub 30350 Pueblo Plant 69 | WPC Sub 30350 Pueblo Plant 69 | 135300 | Insulators-Post-69kv: 4272069000 | 9974148 | INSULATORS-POST-69KV | 1975-07-01 | 1975-07-01 | CPR Conversion
0 | 0 | 0 | 0 | 2024-12-01 | BH Colorado Electric Oper Co | Regulated Electric (122) | WPC Sub 30350 Pueblo Plant 69 | WPC Sub 30350 Pueblo Plant 69 | 135300 | Insulators-Post-69kv: 4272069000 | 9821758 | INSULATORS-POST-69KV | 1981-07-01 | 1981-07-01 | WCDXFER
0 | 0 | 0 | 0 | 2024-12-01 | BH Colorado Electric Oper Co | Regulated Electric (122) | WPC Sub 30350 Pueblo Plant 69 | WPC Sub 30350 Pueblo Plant 69 | 135300 | Insulators-Post-69kv: 4272069000 | 9821757 | INSULATORS-POST-69KV | 1975-07-01 | 1975-07-01 | WCDXFER
0 | 0 | 0 | 0 | 2024-12-01 | BH Colorado Electric Oper Co | Regulated Electric (122) | WPC Sub 30350 Pueblo Plant 69 | WPC Sub 30350 Pueblo Plant 69 | 135300 | Low Profile Struct-Bus Support-1ph: 7841010000 | 9821806 | STRUC/OUTDR-LOW-BUS SUPPORT-1 | 1981-07-01 | 1981-07-01 | WCDXFER
0 | 0 | 0 | 0 | 2024-12-01 | BH Colorado Electric Oper Co | Regulated Electric (122) | WPC Sub 30350 Pueblo Plant 69 | WPC Sub 30350 Pueblo Plant 69 | 135300 | Low Profile Struct-Bus Support-1ph: 7841010000 | 9974146 | LOW PROFILE STRUCT-BUS SUPPORT-1PH | 1986-07-01 | 1986-07-01 | CPR Conversion
0 | 0 | 0 | 0 | 2024-12-01 | BH Colorado Electric Oper Co | Regulated Electric (122) | WPC Sub 30350 Pueblo Plant 69 | WPC Sub 30350 Pueblo Plant 69 | 135300 | Low Profile Struct-Bus Support-1ph: 7841010000 | 9821807 | LOW PROFILE STRUCT-BUS SUPPORT-1PH | 1986-07-01 | 1986-07-01 | WCDXFER
0 | 0 | 0 | 0 | 2024-12-01 | BH Colorado Electric Oper Co | Regulated Electric (122) | WPC Sub 30350 Pueblo Plant 69 | WPC Sub 30350 Pueblo Plant 69 | 135300 | Low Profile Struct-Bus Support-1ph: 7841010000 | 9974145 | STRUC/OUTDR-LOW-BUS SUPPORT-1 | 1981-07-01 | 1981-07-01 | CPR Conversion
0 | 0 | 0 | 0 | 2024-12-01 | BH Colorado Electric Oper Co | Regulated Electric (122) | WPC Sub 30350 Pueblo Plant 69 | WPC Sub 30350 Pueblo Plant 69 | 135300 | Low Profile Structure-Foundation: 7841000000 | 9821814 | LOW PROFILE STRUCTURE-FOUNDATION | 1981-07-01 | 1981-07-01 | WCDXFER
0 | 0 | 0 | 0 | 2024-12-01 | BH Colorado Electric Oper Co | Regulated Electric (122) | WPC Sub 30350 Pueblo Plant 69 | WPC Sub 30350 Pueblo Plant 69 | 135300 | Low Profile Structure-Foundation: 7841000000 | 9974152 | STRUC/OUTDR-LOW-FOUNDATION | 1986-07-01 | 1986-07-01 | CPR Conversion
0 | 0 | 0 | 0 | 2024-12-01 | BH Colorado Electric Oper Co | Regulated Electric (122) | WPC Sub 30350 Pueblo Plant 69 | WPC Sub 30350 Pueblo Plant 69 | 135300 | Low Profile Structure-Foundation: 7841000000 | 9821813 | STRUC/OUTDR-LOW-FOUNDATION | 1986-07-01 | 1986-07-01 | WCDXFER
0 | 0 | 0 | 0 | 2024-12-01 | BH Colorado Electric Oper Co | Regulated Electric (122) | WPC Sub 30350 Pueblo Plant 69 | WPC Sub 30350 Pueblo Plant 69 | 135300 | Low Profile Structure-Foundation: 7841000000 | 9974153 | LOW PROFILE STRUCTURE-FOUNDATION | 1981-07-01 | 1981-07-01 | CPR Conversion
0 | 0 | 0 | 0 | 2024-12-01 | BH Colorado Electric Oper Co | Regulated Electric (122) | WPC Sub 30350 Pueblo Plant 69 | WPC Sub 30350 Pueblo Plant 69 | 135300 | Panel - Line: 5950300000 | 9974157 | LINE PANEL | 1967-07-01 | 1967-07-01 | CPR Conversion
0 | 0 | 0 | 0 | 2024-12-01 | BH Colorado Electric Oper Co | Regulated Electric (122) | WPC Sub 30350 Pueblo Plant 69 | WPC Sub 30350 Pueblo Plant 69 | 135300 | Panel - Line: 5950300000 | 9821778 | LINE PANEL | 1967-07-01 | 1967-07-01 | WCDXFER
0 | 0 | 0 | 0 | 2024-12-01 | BH Colorado Electric Oper Co | Regulated Electric (122) | WPC Sub 30350 Pueblo Plant 69 | WPC Sub 30350 Pueblo Plant 69 | 135300 | Panel - Other: 5950900000 | 9821775 | OTHER PANELS | 1981-07-01 | 1981-07-01 | WCDXFER
0 | 0 | 0 | 0 | 2024-12-01 | BH Colorado Electric Oper Co | Regulated Electric (122) | WPC Sub 30350 Pueblo Plant 69 | WPC Sub 30350 Pueblo Plant 69 | 135300 | Panel - Other: 5950900000 | 9974160 | OTHER PANELS | 1981-07-01 | 1981-07-01 | CPR Conversion
0 | 0 | 0 | 0 | 2024-12-01 | BH Colorado Electric Oper Co | Regulated Electric (122) | WPC Sub 30350 Pueblo Plant 69 | WPC Sub 30350 Pueblo Plant 69 | 135300 | Pwr Trfrmr Nbr Xxxxxx Foundation: 9101XXXXXX | 9821859 | TRANSF, PWR, FOUNDATION-00000-TRANSF, PWR, FOUNDATION | 1986-07-01 | 1986-07-01 | WCDXFER
0 | 0 | 0 | 0 | 2024-12-01 | BH Colorado Electric Oper Co | Regulated Electric (122) | WPC Sub 30350 Pueblo Plant 69 | WPC Sub 30350 Pueblo Plant 69 | 135300 | Pwr Trfrmr Nbr Xxxxxx Foundation: 9101XXXXXX | 9870198 | TRANSF, PWR, FOUNDATION | 1986-07-01 | 1986-07-01 | CPR Conversion
0 | 0 | 0 | 0 | 2024-12-01 | BH Colorado Electric Oper Co | Regulated Electric (122) | WPC Sub 30350 Pueblo Plant 69 | WPC Sub 30350 Pueblo Plant 69 | 135300 | Pwr Trfrmr Nbr Xxxxxxx: 9105XXXXXX | 9870197 | TX.-POWER | 1986-07-01 | 1986-07-01 | CPR Conversion
0 | 0 | 0 | 0 | 2024-12-01 | BH Colorado Electric Oper Co | Regulated Electric (122) | WPC Sub 30350 Pueblo Plant 69 | WPC Sub 30350 Pueblo Plant 69 | 135300 | Pwr Trfrmr Nbr Xxxxxxx: 9105XXXXXX | 9821853 | TX.-POWER-08023-TX.-POWER | 1986-07-01 | 1986-07-01 | WCDXFER
0 | 0 | 0 | 0 | 2024-12-01 | BH Colorado Electric Oper Co | Regulated Electric (122) | WPC Sub 30350 Pueblo Plant 69 | WPC Sub 30350 Pueblo Plant 69 | 135300 | Relay - Bus Differential: 5951200000 | 9821774 | BUS DIFFERENTIAL RELAY | 1986-07-01 | 1986-07-01 | WCDXFER
0 | 0 | 0 | 0 | 2024-12-01 | BH Colorado Electric Oper Co | Regulated Electric (122) | WPC Sub 30350 Pueblo Plant 69 | WPC Sub 30350 Pueblo Plant 69 | 135300 | Relay - Bus Differential: 5951200000 | 9974158 | BUS DIFFERENTIAL RELAY | 1986-07-01 | 1986-07-01 | CPR Conversion
0 | 0 | 0 | 0 | 2024-12-01 | BH Colorado Electric Oper Co | Regulated Electric (122) | WPC Sub 30350 Pueblo Plant 69 | WPC Sub 30350 Pueblo Plant 69 | 135300 | Scada Equip - Rtu: 8191130000 | 9702279 | SCADA EQUIP - RTU | 2006-03-01 | 2006-01-01 | 10022551
0 | 0 | 0 | 0 | 2024-12-01 | BH Colorado Electric Oper Co | Regulated Electric (122) | WPC Sub 30350 Pueblo Plant 69 | WPC Sub 30350 Pueblo Plant 69 | 135300 | Scada Equip - Rtu: 8191130000 | 9974143 | TELEMETERING-RTU | 1988-07-01 | 1988-07-01 | CPR Conversion
0 | 0 | 0 | 0 | 2024-12-01 | BH Colorado Electric Oper Co | Regulated Electric (122) | WPC Sub 30350 Pueblo Plant 69 | WPC Sub 30350 Pueblo Plant 69 | 135300 | Scada Equip - Rtu: 8191130000 | 9821823 | SCADA EQUIPMENT- RTU | 1986-07-01 | 1986-07-01 | WCDXFER
0 | 0 | 0 | 0 | 2024-12-01 | BH Colorado Electric Oper Co | Regulated Electric (122) | WPC Sub 30350 Pueblo Plant 69 | WPC Sub 30350 Pueblo Plant 69 | 135300 | Scada Equip - Rtu: 8191130000 | 9821822 | TELEMETERING-RTU | 1988-07-01 | 1988-07-01 | WCDXFER
0 | 0 | 0 | 0 | 2024-12-01 | BH Colorado Electric Oper Co | Regulated Electric (122) | WPC Sub 30350 Pueblo Plant 69 | WPC Sub 30350 Pueblo Plant 69 | 135300 | Scada Equip - Rtu: 8191130000 | 9974144 | SCADA EQUIPMENT- RTU | 1986-07-01 | 1986-07-01 | CPR Conversion
0 | 0 | 0 | 0 | 2024-12-01 | BH Colorado Electric Oper Co | Regulated Electric (122) | WPC Sub 30350 Pueblo Plant 69 | WPC Sub 30350 Pueblo Plant 69 | 135300 | Telemeter Eq - Transducer: 8192040000 | 9821820 | TELEMETERING EQ.- TRANSDUCER | 1981-07-01 | 1981-07-01 | WCDXFER
0 | 0 | 0 | 0 | 2024-12-01 | BH Colorado Electric Oper Co | Regulated Electric (122) | WPC Sub 30350 Pueblo Plant 69 | WPC Sub 30350 Pueblo Plant 69 | 135300 | Telemeter Eq - Transducer: 8192040000 | 9974159 | TELEMETERING EQ.- TRANSDUCER | 1981-07-01 | 1981-07-01 | CPR Conversion
0 | 0 | 0 | 0 | 2024-12-01 | BH Colorado Electric Oper Co | Regulated Electric (122) | WPC Sub 30350 Pueblo Plant 69 | WPC Sub 30350 Pueblo Plant 69 | 135300 | Transf, Pntl, 69.001-161kv 1ph: 9031161000 | 9821868 | TRANSF, POTNTL, 1PH, 69001-161KV | 1981-07-01 | 1981-07-01 | WCDXFER
0 | 0 | 0 | 0 | 2024-12-01 | BH Colorado Electric Oper Co | Regulated Electric (122) | WPC Sub 30350 Pueblo Plant 69 | WPC Sub 30350 Pueblo Plant 69 | 135300 | Transf, Pntl, 69.001-161kv 1ph: 9031161000 | 9974140 | TRANSF, POTNTL, 1PH, 69001-161KV | 1981-07-01 | 1981-07-01 | CPR Conversion
0 | 0 | 0 | 0 | 2024-12-01 | BH Colorado Electric Oper Co | Regulated Electric (122) | WPC Sub 30350 Pueblo Plant 69 | WPC Sub 30350 Pueblo Plant 69 | 135300 | Transmitter/Receiver Combined: 1123000000 | 9821725 | CARR CURR EQ-TRANS/REC COMBINED | 1981-07-01 | 1981-07-01 | WCDXFER
0 | 0 | 0 | 0 | 2024-12-01 | BH Colorado Electric Oper Co | Regulated Electric (122) | WPC Sub 30350 Pueblo Plant 69 | WPC Sub 30350 Pueblo Plant 69 | 135300 | Transmitter/Receiver Combined: 1123000000 | 9974164 | CARR CURR EQ-TRANS/REC COMBINED | 1981-07-01 | 1981-07-01 | CPR Conversion
0 | 0 | 0 | 0 | 2024-12-01 | BH Colorado Electric Oper Co | Regulated Electric (122) | WPC Sub 30350 Pueblo Plant 69 | WPC Sub 30350 Pueblo Plant 69 | 135300 | Wave Trap-1200 Amp: 1128000120 | 9821714 | CARR CURR EQ-WAVE TRAP-1200 AMP | 1981-07-01 | 1981-07-01 | WCDXFER
0 | 0 | 0 | 0 | 2024-12-01 | BH Colorado Electric Oper Co | Regulated Electric (122) | WPC Sub 30350 Pueblo Plant 69 | WPC Sub 30350 Pueblo Plant 69 | 135300 | Wave Trap-1200 Amp: 1128000120 | 9974163 | CARR CURR EQ-WAVE TRAP-1200 AMP | 1981-07-01 | 1981-07-01 | CPR Conversion
0 | 0 | 0 | 0 | 2024-12-01 | BH Colorado Electric Oper Co | Regulated Electric (122) | WPC Sub 30352 Baculite Mesa Land | WPC Sub 30352 Baculite Mesa Land | 135001 | Land: 4481XXXXXX | 9868949 | LAND - TRACT 13 | 1984-07-01 | 1984-07-01 | CPR Conversion
0 | 0 | 0 | 0 | 2024-12-01 | BH Colorado Electric Oper Co | Regulated Electric (122) | WPC Sub 30352 Baculite Mesa Land | WPC Sub 30352 Baculite Mesa Land | 135001 | Land: 4481XXXXXX | 9868948 | LAND - TRACT 14 | 1959-07-01 | 1959-07-01 | CPR Conversion
0 | 0 | 0 | 0 | 2024-12-01 | BH Colorado Electric Oper Co | Regulated Electric (122) | WPC Sub 30352 Baculite Mesa Land | WPC Sub 30352 Baculite Mesa Land | 135002 | Land Rights - Non-Depreciable: 4552XXXXXX | 9869923 | LAND RIGHTS | 1986-07-01 | 1986-07-01 | CPR Conversion
0 | 0 | 0 | 0 | 2024-12-01 | BH Colorado Electric Oper Co | Regulated Electric (122) | WPC Sub 30352 Baculite Mesa Land | WPC Sub 30352 Baculite Mesa Land | 135002 | Land Rights - Non-Depreciable: 4552XXXXXX | 9869924 | LAND RIGHTS | 1985-07-01 | 1985-07-01 | CPR Conversion
1 | 19640.45 | 4847.941 | 14792.509 | 2024-12-01 | BH Colorado Electric Oper Co | Regulated Electric (122) | WPC Sub 30352 Baculite Mesa Land | WPC Sub 30352 Baculite Mesa Land | 135300 | Communications - JMUX Equip: | 11907842 | WPC 30352 COMMUNICATIONS: JMUX | 2012-10-11 | 2012-01-01 | 10044917
0 | 0 | 0 | 0 | 2024-12-01 | BH Colorado Electric Oper Co | Regulated Electric (122) | WPC Sub 30352 Baculite Mesa Land | WPC Sub 30352 Baculite Mesa Land | 135300 | Estimated Additions: 0010000000 | 11911008 | BUILD 36 MILES OF TRANSMISSION (RATTLESNAKE) SOUTHERN CONNECTOR TRANSMISSION LINE 05-02-2012 GC | 2012-10-11 | 2013-06-01 | 10044917
0 | 0 | 0 | 0 | 2024-12-01 | BH Colorado Electric Oper Co | Regulated Electric (122) | WPC Sub 30352 Baculite Mesa Land | WPC Sub 30352 Baculite Mesa Land | 135300 | Estimated Additions: 0010000000 | 35434606 | Install DME equipment at Baculite Mesa for PRC-002 compliance. | 2022-05-17 | 2022-05-01 | 10077631
0 | 0 | 0 | 0 | 2024-12-01 | BH Colorado Electric Oper Co | Regulated Electric (122) | WPC Sub 30355 Belmont Tap | WPC Sub 30355 Belmont Tap | 135200 | Station Rock: 7702000000 | 9974229 | STATION ROCK | 1963-07-01 | 1963-07-01 | CPR Conversion
0 | 0 | 0 | 0 | 2024-12-01 | BH Colorado Electric Oper Co | Regulated Electric (122) | WPC Sub 30355 Belmont Tap | WPC Sub 30355 Belmont Tap | 135300 | Scada Equip - Rtu: 8191130000 | 9821821 | SCADA EQUIPMENT- RTU | 1989-07-01 | 1989-07-01 | WCDXFER
0 | 0 | 0 | 0 | 2024-12-01 | BH Colorado Electric Oper Co | Regulated Electric (122) | WPC Sub 30355 Belmont Tap | WPC Sub 30355 Belmont Tap | 135300 | Scada Equip - Rtu: 8191130000 | 9974228 | SCADA EQUIPMENT- RTU | 1989-07-01 | 1989-07-01 | CPR Conversion
0 | 0 | 0 | 0 | 2024-12-01 | BH Colorado Electric Oper Co | Regulated Electric (122) | WPC Sub 30356 Belmont Tap | WPC Sub 30356 Belmont Tap | 135002 | Land Rights - Non-Depreciable: 4552XXXXXX | 9696125 | T-LIN S26 T20 R64 | 1986-07-01 | 1986-07-01 | CPR Conversion
0 | 0 | 0 | 0 | 2024-12-01 | BH Colorado Electric Oper Co | Regulated Electric (122) | WPC Sub 30356 Belmont Tap | WPC Sub 30356 Belmont Tap | 135300 | Batteries, Storage: 0350000000 | 9974227 | BATTERIES, STORAGE | 1986-07-01 | 1986-07-01 | CPR Conversion
0 | 0 | 0 | 0 | 2024-12-01 | BH Colorado Electric Oper Co | Regulated Electric (122) | WPC Sub 30356 Belmont Tap | WPC Sub 30356 Belmont Tap | 135300 | Batteries, Storage: 0350000000 | 9821675 | BATTERIES, STORAGE | 1986-07-01 | 1986-07-01 | WCDXFER
0 | 0 | 0 | 0 | 2024-12-01 | BH Colorado Electric Oper Co | Regulated Electric (122) | WPC Sub 30356 Belmont Tap | WPC Sub 30356 Belmont Tap | 135300 | Battery Charger: 0300000000 | 9974226 | BATTERY CHARGER | 1986-07-01 | 1986-07-01 | CPR Conversion
0 | 0 | 0 | 0 | 2024-12-01 | BH Colorado Electric Oper Co | Regulated Electric (122) | WPC Sub 30356 Belmont Tap | WPC Sub 30356 Belmont Tap | 135300 | Battery Charger: 0300000000 | 9821678 | BATTERY CHARGER | 1986-07-01 | 1986-07-01 | WCDXFER
0 | 0 | 0 | 0 | 2024-12-01 | BH Colorado Electric Oper Co | Regulated Electric (122) | WPC Sub 30356 Belmont Tap | WPC Sub 30356 Belmont Tap | 135300 | Clearing & Grading: 1260000000 | 9974219 | CLEARING & GRADING | 1986-07-01 | 1986-07-01 | CPR Conversion
0 | 0 | 0 | 0 | 2024-12-01 | BH Colorado Electric Oper Co | Regulated Electric (122) | WPC Sub 30356 Belmont Tap | WPC Sub 30356 Belmont Tap | 135300 | Clearing & Grading: 1260000000 | 9821744 | CLEARING & GRADING | 1986-07-01 | 1986-07-01 | WCDXFER
0 | 0 | 0 | 0 | 2024-12-01 | BH Colorado Electric Oper Co | Regulated Electric (122) | WPC Sub 30356 Belmont Tap | WPC Sub 30356 Belmont Tap | 135300 | Combo-Elec-69-170kv- <= 600amps: 7984117006 | 9974220 | COMBO-ELEC-69-170KV- <= 600AMPS | 1986-07-01 | 1986-07-01 | CPR Conversion
0 | 0 | 0 | 0 | 2024-12-01 | BH Colorado Electric Oper Co | Regulated Electric (122) | WPC Sub 30356 Belmont Tap | WPC Sub 30356 Belmont Tap | 135300 | Combo-Elec-69-170kv- <= 600amps: 7984117006 | 9822134 | COMBO-ELEC-69-170KV- <= 600AMPS | 1986-07-01 | 1986-07-01 | WCDXFER
0 | 0 | 0 | 0 | 2024-12-01 | BH Colorado Electric Oper Co | Regulated Electric (122) | WPC Sub 30356 Belmont Tap | WPC Sub 30356 Belmont Tap | 135300 | Cond. Pwr Cable, Al, 251MCM-795MCM: 0773000795 | 9821700 | COND. PWR CABLE, AL, 251MCM-795MCM | 1986-07-01 | 1986-07-01 | WCDXFER
0 | 0 | 0 | 0 | 2024-12-01 | BH Colorado Electric Oper Co | Regulated Electric (122) | WPC Sub 30356 Belmont Tap | WPC Sub 30356 Belmont Tap | 135300 | Cond. Pwr Cable, Al, 251MCM-795MCM: 0773000795 | 9974222 | COND. PWR CABLE, AL, 251MCM-795MCM | 1986-07-01 | 1986-07-01 | CPR Conversion
0 | 0 | 0 | 0 | 2024-12-01 | BH Colorado Electric Oper Co | Regulated Electric (122) | WPC Sub 30356 Belmont Tap | WPC Sub 30356 Belmont Tap | 135300 | Fence: 3220000000 | 9974225 | FENCE | 1986-07-01 | 1986-07-01 | CPR Conversion
0 | 0 | 0 | 0 | 2024-12-01 | BH Colorado Electric Oper Co | Regulated Electric (122) | WPC Sub 30356 Belmont Tap | WPC Sub 30356 Belmont Tap | 135300 | Fence: 3220000000 | 9821729 | FENCE | 1986-07-01 | 1986-07-01 | WCDXFER
0 | 0 | 0 | 0 | 2024-12-01 | BH Colorado Electric Oper Co | Regulated Electric (122) | WPC Sub 30356 Belmont Tap | WPC Sub 30356 Belmont Tap | 135300 | Grounding Systems, Station: 3920000000 | 9974223 | GROUNDING SYSTEMS, STATION | 1986-07-01 | 1986-07-01 | CPR Conversion
0 | 0 | 0 | 0 | 2024-12-01 | BH Colorado Electric Oper Co | Regulated Electric (122) | WPC Sub 30356 Belmont Tap | WPC Sub 30356 Belmont Tap | 135300 | Grounding Systems, Station: 3920000000 | 9822006 | GROUNDING SYSTEMS, STATION | 1986-07-01 | 1986-07-01 | WCDXFER
0 | 0 | 0 | 0 | 2024-12-01 | BH Colorado Electric Oper Co | Regulated Electric (122) | WPC Sub 30356 Belmont Tap | WPC Sub 30356 Belmont Tap | 135300 | Low Profile Struct-Bus Support-1ph: 7841010000 | 9822096 | LOW PROFILE STRUCT-BUS SUPPORT-1PH | 1986-07-01 | 1986-07-01 | WCDXFER
0 | 0 | 0 | 0 | 2024-12-01 | BH Colorado Electric Oper Co | Regulated Electric (122) | WPC Sub 30356 Belmont Tap | WPC Sub 30356 Belmont Tap | 135300 | Low Profile Struct-Bus Support-1ph: 7841010000 | 9974221 | LOW PROFILE STRUCT-BUS SUPPORT-1PH | 1986-07-01 | 1986-07-01 | CPR Conversion
0 | 0 | 0 | 0 | 2024-12-01 | BH Colorado Electric Oper Co | Regulated Electric (122) | WPC Sub 30356 Belmont Tap | WPC Sub 30356 Belmont Tap | 135300 | Low Profile Structure-Foundation: 7841000000 | 9974224 | LOW PROFILE STRUCTURE-FOUNDATION | 1986-07-01 | 1986-07-01 | CPR Conversion
0 | 0 | 0 | 0 | 2024-12-01 | BH Colorado Electric Oper Co | Regulated Electric (122) | WPC Sub 30356 Belmont Tap | WPC Sub 30356 Belmont Tap | 135300 | Low Profile Structure-Foundation: 7841000000 | 9822102 | LOW PROFILE STRUCTURE-FOUNDATION | 1986-07-01 | 1986-07-01 | WCDXFER
1 | 4079.09 | 1832.3982 | 2246.6918 | 2024-12-01 | BH Colorado Electric Oper Co | Regulated Electric (122) | WPC Sub 30357 Boone | WPC Sub 30357 Boone | 135200 | Fence: 3220000000 | 9861058 | FENCE | 1996-07-01 | 1996-07-01 | CPR Conversion
2 | 5366.45 | 1734.0125 | 3632.4375 | 2024-12-01 | BH Colorado Electric Oper Co | Regulated Electric (122) | WPC Sub 30357 Boone | WPC Sub 30357 Boone | 135200 | Walls,Enclose/Retain,Sound Wall: 7703500000 | 9819004 | WALLS,ENCLOSE/RETAIN,SOUND WALL | 2004-04-24 | 2004-01-01 | 10019416
1 | 817.02 | 598.82 | 218.2 | 2024-12-01 | BH Colorado Electric Oper Co | Regulated Electric (122) | WPC Sub 30357 Boone | WPC Sub 30357 Boone | 135200 | Yard Lighting Systems: 7700900000 | 9693313 | YARD LIGHTING SYSTEMS | 1978-07-01 | 1978-07-01 | CPR Conversion
0 | 22681.6 | 893.7684 | 21787.8316 | 2024-12-01 | BH Colorado Electric Oper Co | Regulated Electric (122) | WPC Sub 30357 Boone | WPC Sub 30357 Boone | 135205 | Clearing & Grading: 1260000000 | 36238302 | SITE PREP | 2022-04-20 | 2022-04-01 | 10067881
0 | 0 | 0 | 0 | 2024-12-01 | BH Colorado Electric Oper Co | Regulated Electric (122) | WPC Sub 30357 Boone | WPC Sub 30357 Boone | 135300 | A dummy retirement unit: | 33375795 | A dummy retirement unit | 2019-12-16 | 2020-03-01 | 10068550
3 | 5660.04 | 4750.1171 | 909.9229 | 2024-12-01 | BH Colorado Electric Oper Co | Regulated Electric (122) | WPC Sub 30357 Boone | WPC Sub 30357 Boone | 135300 | Arrester - 23,001-34,500 Volts: 0210690000 | 9821881 | ARRESTER - 23,000-69,000 VOLTS | 1982-07-01 | 1982-07-01 | WCDXFER
1 | 88.41 | 49.7556 | 38.6544 | 2024-12-01 | BH Colorado Electric Oper Co | Regulated Electric (122) | WPC Sub 30357 Boone | WPC Sub 30357 Boone | 135300 | Arrester - 23,001-34,500 Volts: 0210690000 | 9821882 | ARRESTER - 23,000-69,000 VOLTS | 1996-07-01 | 1996-07-01 | WCDXFER
0 | 0 | 0 | 0 | 2024-12-01 | BH Colorado Electric Oper Co | Regulated Electric (122) | WPC Sub 30357 Boone | WPC Sub 30357 Boone | 135300 | Arrester - 23,001-34,500 Volts: 0210690000 | 9861060 | ARRESTER - 23,000-69,000 VOLTS | 1996-07-01 | 1996-07-01 | CPR Conversion
0 | 0 | 0 | 0 | 2024-12-01 | BH Colorado Electric Oper Co | Regulated Electric (122) | WPC Sub 30357 Boone | WPC Sub 30357 Boone | 135300 | Arrester - 23,001-34,500 Volts: 0210690000 | 9974218 | ARRESTER - 23,000-69,000 VOLTS | 1982-07-01 | 1982-07-01 | CPR Conversion
3 | 6374.89 | 314.7086 | 6060.1814 | 2024-12-01 | BH Colorado Electric Oper Co | Regulated Electric (122) | WPC Sub 30357 Boone | WPC Sub 30357 Boone | 135300 | Arrester - 69,001-146,000 Volts: 0211460000 | 36238276 | Arrester 96kV | 2022-04-20 | 2022-01-01 | 10067881
1 | 3369.85 | 1896.4933 | 1473.3567 | 2024-12-01 | BH Colorado Electric Oper Co | Regulated Electric (122) | WPC Sub 30357 Boone | WPC Sub 30357 Boone | 135300 | Batteries, Storage: 0350000000 | 9821903 | BATTERIES, STORAGE | 1996-07-01 | 1996-07-01 | WCDXFER
0 | 0 | 0 | 0 | 2024-12-01 | BH Colorado Electric Oper Co | Regulated Electric (122) | WPC Sub 30357 Boone | WPC Sub 30357 Boone | 135300 | Batteries, Storage: 0350000000 | 9861055 | BATTERIES, STORAGE | 1996-07-01 | 1996-07-01 | CPR Conversion
0 | 0 | 0 | 0 | 2024-12-01 | BH Colorado Electric Oper Co | Regulated Electric (122) | WPC Sub 30357 Boone | WPC Sub 30357 Boone | 135300 | Battery Charger: 0300000000 | 9861056 | BATTERY CHARGER | 1996-07-01 | 1996-07-01 | CPR Conversion
1 | 4282.68 | 2410.2183 | 1872.4617 | 2024-12-01 | BH Colorado Electric Oper Co | Regulated Electric (122) | WPC Sub 30357 Boone | WPC Sub 30357 Boone | 135300 | Battery Charger: 0300000000 | 9821874 | BATTERY CHARGER | 1996-07-01 | 1996-07-01 | WCDXFER
1 | 197185.64 | 9734.4457 | 187451.1943 | 2024-12-01 | BH Colorado Electric Oper Co | Regulated Electric (122) | WPC Sub 30357 Boone | WPC Sub 30357 Boone | 135300 | Breaker, 115 KV: 6212115115 | 36238299 | Breaker, 115 KV | 2022-04-20 | 2022-01-01 | 10067881
1 | 362462.11 | 60838.3481 | 301623.7619 | 2024-12-01 | BH Colorado Electric Oper Co | Regulated Electric (122) | WPC Sub 30357 Boone | WPC Sub 30357 Boone | 135300 | Breaker, 115 KV: 6212115115 | 36442571 | Breaker, 115 KV | 2016-12-06 | 2016-01-01 | 10052277
1 | 79837.82 | 38625.19 | 41212.63 | 2024-12-01 | BH Colorado Electric Oper Co | Regulated Electric (122) | WPC Sub 30357 Boone | WPC Sub 30357 Boone | 135300 | Breaker, Gas - 115-161 Kv: 6212115000 | 9807382 | GAS - 115-161 KV | 2000-08-01 | 2001-01-01 | 10002933
0 | 0 | 0 | 0 | 2024-12-01 | BH Colorado Electric Oper Co | Regulated Electric (122) | WPC Sub 30357 Boone | WPC Sub 30357 Boone | 135300 | Breaker, Gas - 161 Kv: 6212161000 | 9822055 | GAS - 161 KV | 1982-07-01 | 1982-07-01 | WCDXFER
0 | 0 | 0 | 0 | 2024-12-01 | BH Colorado Electric Oper Co | Regulated Electric (122) | WPC Sub 30357 Boone | WPC Sub 30357 Boone | 135300 | Breaker, Gas - 161 Kv: 6212161000 | 9822054 | PWR CIRC BREAK-GAS, 161KV | 1983-07-01 | 1983-07-01 | WCDXFER
0 | 0 | 0 | 0 | 2024-12-01 | BH Colorado Electric Oper Co | Regulated Electric (122) | WPC Sub 30357 Boone | WPC Sub 30357 Boone | 135300 | Breaker, Gas - 161 Kv: 6212161000 | 9974209 | PWR CIRC BREAK-GAS, 161KV | 1983-07-01 | 1983-07-01 | CPR Conversion
0 | 0 | 0 | 0 | 2024-12-01 | BH Colorado Electric Oper Co | Regulated Electric (122) | WPC Sub 30357 Boone | WPC Sub 30357 Boone | 135300 | Breaker, Gas - 161 Kv: 6212161000 | 9974210 | GAS - 161 KV | 1982-07-01 | 1982-07-01 | CPR Conversion
2 | 146439.59 | 134464.4061 | 11975.1839 | 2024-12-01 | BH Colorado Electric Oper Co | Regulated Electric (122) | WPC Sub 30357 Boone | WPC Sub 30357 Boone | 135300 | BREAKER, OIL - 115-161 KV: 6213115000 | 19696700 | BREAKER, OIL - 115-161 KV | 1978-07-01 | 1978-07-01 | 50507XFER
0 | 0 | 0 | 0 | 2024-12-01 | BH Colorado Electric Oper Co | Regulated Electric (122) | WPC Sub 30357 Boone | WPC Sub 30357 Boone | 135300 | Breaker, Oil - 69 Kv: 6213069000 | 9822084 | PWR CIRC BREAK-OIL, 69KV | 1982-07-01 | 1982-07-01 | WCDXFER
0 | 0 | 0 | 0 | 2024-12-01 | BH Colorado Electric Oper Co | Regulated Electric (122) | WPC Sub 30357 Boone | WPC Sub 30357 Boone | 135300 | Breaker, Oil - 69 Kv: 6213069000 | 9822050 | OIL - 69 KV | 1978-07-01 | 1978-07-01 | WCDXFER
0 | 0 | 0 | 0 | 2024-12-01 | BH Colorado Electric Oper Co | Regulated Electric (122) | WPC Sub 30357 Boone | WPC Sub 30357 Boone | 135300 | Breaker, Oil - 69 Kv: 6213069000 | 9822085 | PWR CIRC BREAK-OIL, 69KV | 1984-07-01 | 1984-07-01 | WCDXFER
0 | 0 | 0 | 0 | 2024-12-01 | BH Colorado Electric Oper Co | Regulated Electric (122) | WPC Sub 30357 Boone | WPC Sub 30357 Boone | 135300 | Breaker, Oil - 69 Kv: 6213069000 | 9974213 | OIL - 69 KV | 1978-07-01 | 1978-07-01 | CPR Conversion
0 | 0 | 0 | 0 | 2024-12-01 | BH Colorado Electric Oper Co | Regulated Electric (122) | WPC Sub 30357 Boone | WPC Sub 30357 Boone | 135300 | Breaker, Oil - 69 Kv: 6213069000 | 9974211 | PWR CIRC BREAK-OIL, 69KV | 1984-07-01 | 1984-07-01 | CPR Conversion
0 | 0 | 0 | 0 | 2024-12-01 | BH Colorado Electric Oper Co | Regulated Electric (122) | WPC Sub 30357 Boone | WPC Sub 30357 Boone | 135300 | Breaker, Oil - 69 Kv: 6213069000 | 9974212 | PWR CIRC BREAK-OIL, 69KV | 1982-07-01 | 1982-07-01 | CPR Conversion
1 | 44540.75 | 7476.0522 | 37064.6978 | 2024-12-01 | BH Colorado Electric Oper Co | Regulated Electric (122) | WPC Sub 30357 Boone | WPC Sub 30357 Boone | 135300 | Breaker, Other: 6212115999 | 18623416 | BREAKER: 69kv 1200 amp | 2016-10-27 | 2016-01-01 | 10050263
0 | 48478.52 | 2393.2347 | 46085.2853 | 2024-12-01 | BH Colorado Electric Oper Co | Regulated Electric (122) | WPC Sub 30357 Boone | WPC Sub 30357 Boone | 135300 | Bus and Station Conductor: 0770000000 | 36238281 | Bus and Station Conductor | 2022-04-20 | 2022-01-01 | 10067881
2 | 1023.55 | 939.8486 | 83.7014 | 2024-12-01 | BH Colorado Electric Oper Co | Regulated Electric (122) | WPC Sub 30357 Boone | WPC Sub 30357 Boone | 135300 | Cable Trench: 1824000000 | 9821984 | CONDUIT-CABLE TRENCH | 1978-07-01 | 1978-07-01 | WCDXFER
0 | 0 | 0 | 0 | 2024-12-01 | BH Colorado Electric Oper Co | Regulated Electric (122) | WPC Sub 30357 Boone | WPC Sub 30357 Boone | 135300 | Cable Trench: 1824000000 | 9974208 | CONDUIT-CABLE TRENCH | 1978-07-01 | 1978-07-01 | CPR Conversion
0 | 0 | 0 | 0 | 2024-12-01 | BH Colorado Electric Oper Co | Regulated Electric (122) | WPC Sub 30357 Boone | WPC Sub 30357 Boone | 135300 | Capacitor Banks-Foundation: 1050000000 | 9821940 | CAPACITOR BANKS-FOUNDATION | 1978-07-01 | 1978-07-01 | WCDXFER
0 | 0 | 0 | 0 | 2024-12-01 | BH Colorado Electric Oper Co | Regulated Electric (122) | WPC Sub 30357 Boone | WPC Sub 30357 Boone | 135300 | Capacitor Banks-Foundation: 1050000000 | 9724135 | CAPACITOR BANKS-FOUNDATION | 1978-07-01 | 1978-07-01 | CPR Conversion
2 | 156527.04 | 26272.6677 | 130254.3723 | 2024-12-01 | BH Colorado Electric Oper Co | Regulated Electric (122) | WPC Sub 30357 Boone | WPC Sub 30357 Boone | 135300 | Circuit Switcher Station: | 25466483 | Circuit Switcher Station DNU | 2016-10-26 | 2016-11-01 | 10052275
1 | 557.07 | 467.514 | 89.556 | 2024-12-01 | BH Colorado Electric Oper Co | Regulated Electric (122) | WPC Sub 30357 Boone | WPC Sub 30357 Boone | 135300 | Clearing & Grading: 1260000000 | 9821966 | CLEARING & GRADING | 1982-07-01 | 1982-07-01 | WCDXFER
0 | 0 | 0 | 0 | 2024-12-01 | BH Colorado Electric Oper Co | Regulated Electric (122) | WPC Sub 30357 Boone | WPC Sub 30357 Boone | 135300 | Clearing & Grading: 1260000000 | 9974289 | CLEARING & GRADING | 1982-07-01 | 1982-07-01 | CPR Conversion
0 | 0 | 0 | 0 | 2024-12-01 | BH Colorado Electric Oper Co | Regulated Electric (122) | WPC Sub 30357 Boone | WPC Sub 30357 Boone | 135300 | Combo-Elec-45-69kv- 1200-1999amps: 7984106919 | 9974292 | COMBO-ELEC-45-69KV- 1200-1999AMPS | 1975-07-01 | 1975-07-01 | CPR Conversion
1 | 2577.96 | 2519.8648 | 58.0952 | 2024-12-01 | BH Colorado Electric Oper Co | Regulated Electric (122) | WPC Sub 30357 Boone | WPC Sub 30357 Boone | 135300 | Combo-Elec-45-69kv- 1200-1999amps: 7984106919 | 9822135 | COMBO-ELEC-45-69KV- 1200-1999AMPS | 1975-07-01 | 1975-07-01 | WCDXFER
0 | 0 | 0 | 0 | 2024-12-01 | BH Colorado Electric Oper Co | Regulated Electric (122) | WPC Sub 30357 Boone | WPC Sub 30357 Boone | 135300 | Combo-Elec-69-170kv- 1200-1999amps: 7984117019 | 9974291 | COMBO-ELEC-69-170KV- 1200-1999AMPS | 1978-07-01 | 1978-07-01 | CPR Conversion
0 | 0 | 0 | 0 | 2024-12-01 | BH Colorado Electric Oper Co | Regulated Electric (122) | WPC Sub 30357 Boone | WPC Sub 30357 Boone | 135300 | Combo-Elec-69-170kv- 1200-1999amps: 7984117019 | 9724139 | SWITCH,COMBO,ELEC,69001-170K, | 1982-07-01 | 1982-07-01 | CPR Conversion
4 | 28446.83 | 26120.5737 | 2326.2563 | 2024-12-01 | BH Colorado Electric Oper Co | Regulated Electric (122) | WPC Sub 30357 Boone | WPC Sub 30357 Boone | 135300 | Combo-Elec-69-170kv- 1200-1999amps: 7984117019 | 9822125 | COMBO-ELEC-69-170KV- 1200-1999AMPS | 1978-07-01 | 1978-07-01 | WCDXFER
1 | 7186.36 | 6031.0619 | 1155.2981 | 2024-12-01 | BH Colorado Electric Oper Co | Regulated Electric (122) | WPC Sub 30357 Boone | WPC Sub 30357 Boone | 135300 | Combo-Elec-69-170kv- 1200-1999amps: 7984117019 | 9822124 | SWITCH,COMBO,ELEC,69001-170K, | 1982-07-01 | 1982-07-01 | WCDXFER
0 | 53409.43 | 2636.6585 | 50772.7715 | 2024-12-01 | BH Colorado Electric Oper Co | Regulated Electric (122) | WPC Sub 30357 Boone | WPC Sub 30357 Boone | 135300 | Communications - JMUX Equip: | 36238296 | Communications - JMUX Equip | 2022-04-20 | 2022-01-01 | 10067881
1 | 234205 | 39310.7167 | 194894.2833 | 2024-12-01 | BH Colorado Electric Oper Co | Regulated Electric (122) | WPC Sub 30357 Boone | WPC Sub 30357 Boone | 135300 | Communications - JMUX Equip: | 25466539 | Communications - JMUX Equip | 2016-12-06 | 2016-01-01 | 10052277
1 | 2366.69 | 303.774 | 2062.916 | 2024-12-01 | BH Colorado Electric Oper Co | Regulated Electric (122) | WPC Sub 30357 Boone | WPC Sub 30357 Boone | 135300 | Communications Equip: | 29636556 | Microwave Dehydrator | 2018-12-03 | 2018-01-01 | 10062071
0 | 36253.2 | 1789.7085 | 34463.4915 | 2024-12-01 | BH Colorado Electric Oper Co | Regulated Electric (122) | WPC Sub 30357 Boone | WPC Sub 30357 Boone | 135300 | Cond. Control Cable, Other: 0772000000 | 36238284 | STATION CONTROL CABLE | 2022-04-20 | 2022-01-01 | 10067881
304 | 1133.92 | 1041.193 | 92.727 | 2024-12-01 | BH Colorado Electric Oper Co | Regulated Electric (122) | WPC Sub 30357 Boone | WPC Sub 30357 Boone | 135300 | Conduit, Not Encsd Pvc 3"-4": 1822104000 | 9821962 | CONDUIT-NOT ENCD, PVC-3"-4" | 1978-07-01 | 1978-07-01 | WCDXFER
0 | 0 | 0 | 0 | 2024-12-01 | BH Colorado Electric Oper Co | Regulated Electric (122) | WPC Sub 30357 Boone | WPC Sub 30357 Boone | 135300 | Conduit, Not Encsd Pvc 3"-4": 1822104000 | 9974206 | CONDUIT-NOT ENCD, PVC-3"-4" | 1978-07-01 | 1978-07-01 | CPR Conversion
18 | 194.41 | 178.512 | 15.898 | 2024-12-01 | BH Colorado Electric Oper Co | Regulated Electric (122) | WPC Sub 30357 Boone | WPC Sub 30357 Boone | 135300 | Conduit, Not Encsd Steel 3"-4": 1822204000 | 9821990 | CONDUIT-NOT ENCD, STL-3"-4" | 1978-07-01 | 1978-07-01 | WCDXFER
0 | 0 | 0 | 0 | 2024-12-01 | BH Colorado Electric Oper Co | Regulated Electric (122) | WPC Sub 30357 Boone | WPC Sub 30357 Boone | 135300 | Conduit, Not Encsd Steel 3"-4": 1822204000 | 9974207 | CONDUIT-NOT ENCD, STL-3"-4" | 1978-07-01 | 1978-07-01 | CPR Conversion
0 | 0 | 0 | 0 | 2024-12-01 | BH Colorado Electric Oper Co | Regulated Electric (122) | WPC Sub 30357 Boone | WPC Sub 30357 Boone | 135300 | Conduit, Not Encsd Steel Undr 3": 1822202000 | 9861057 | CONDUIT, NOT ENCD-STL-UNDR 3" | 1996-07-01 | 1996-07-01 | CPR Conversion
30 | 1382.79 | 778.2103 | 604.5797 | 2024-12-01 | BH Colorado Electric Oper Co | Regulated Electric (122) | WPC Sub 30357 Boone | WPC Sub 30357 Boone | 135300 | Conduit, Not Encsd Steel Undr 3": 1822202000 | 9821994 | CONDUIT, NOT ENCD-STL-UNDR 3" | 1996-07-01 | 1996-07-01 | WCDXFER
0 | 0 | 0 | 0 | 2024-12-01 | BH Colorado Electric Oper Co | Regulated Electric (122) | WPC Sub 30357 Boone | WPC Sub 30357 Boone | 135300 | Coupling Capacitor- 69kv: 1125069000 | 9974214 | CARR CURR EQ-COUPLING CAPACITOR 69KV | 1978-07-01 | 1978-07-01 | CPR Conversion
1 | 3855.78 | 3540.4713 | 315.3087 | 2024-12-01 | BH Colorado Electric Oper Co | Regulated Electric (122) | WPC Sub 30357 Boone | WPC Sub 30357 Boone | 135300 | Coupling Capacitor- 69kv: 1125069000 | 9821926 | CARR CURR EQ-COUPLING CAPACITOR 69KV | 1978-07-01 | 1978-07-01 | WCDXFER
0 | 0 | 0 | 0 | 2024-12-01 | BH Colorado Electric Oper Co | Regulated Electric (122) | WPC Sub 30357 Boone | WPC Sub 30357 Boone | 135300 | Cutouts, 15,001-34,501 Volts: 2521034000 | 9861059 | CUTOUTS 15,001-34,501 VOLTS | 1996-07-01 | 1996-07-01 | CPR Conversion
1 | 114.45 | 64.4105 | 50.0395 | 2024-12-01 | BH Colorado Electric Oper Co | Regulated Electric (122) | WPC Sub 30357 Boone | WPC Sub 30357 Boone | 135300 | Cutouts, 15,001-34,501 Volts: 2521034000 | 9821981 | CUTOUTS 15,001-34,501 VOLTS | 1996-07-01 | 1996-07-01 | WCDXFER
0 | 0 | 0 | 0 | 2024-12-01 | BH Colorado Electric Oper Co | Regulated Electric (122) | WPC Sub 30357 Boone | WPC Sub 30357 Boone | 135300 | Estimated Additions: 0010000000 | 9813523 | Invest Carrier Equip-Boone Sub | 2002-11-01 | 2003-01-01 | 10016514
0 | 0 | 0 | 0 | 2024-12-01 | BH Colorado Electric Oper Co | Regulated Electric (122) | WPC Sub 30357 Boone | WPC Sub 30357 Boone | 135300 | Estimated Additions: 0010000000 | 18849240 | Boone 115kV Line Terminal to Nyberg | 2016-12-06 | 2017-03-01 | 10052277
0 | 0 | 0 | 0 | 2024-12-01 | BH Colorado Electric Oper Co | Regulated Electric (122) | WPC Sub 30357 Boone | WPC Sub 30357 Boone | 135300 | Estimated Additions: 0010000000 | 12088973 | REPLACE AT BOONE(NYBERG TERMINAL) RELAYS | 2013-10-29 | 2013-10-01 | 10048414
0 | 0 | 0 | 0 | 2024-12-01 | BH Colorado Electric Oper Co | Regulated Electric (122) | WPC Sub 30357 Boone | WPC Sub 30357 Boone | 135300 | Estimated Additions: 0010000000 | 18613864 | Boone 115kV Line Terminal to Nyberg | 2016-12-06 | 2016-12-01 | 10052277
0 | 0 | 0 | 0 | 2024-12-01 | BH Colorado Electric Oper Co | Regulated Electric (122) | WPC Sub 30357 Boone | WPC Sub 30357 Boone | 135300 | Estimated Additions: 0010000000 | 35285358 | Add a new 115 kV line terminal at the Boone substation to provide source for the new 115kV Boone-S. Fowler Transmission Line and new South Fowler Tap substation. | 2022-04-20 | 2022-04-01 | 10067881
0 | 0 | 0 | 0 | 2024-12-01 | BH Colorado Electric Oper Co | Regulated Electric (122) | WPC Sub 30357 Boone | WPC Sub 30357 Boone | 135300 | Estimated Additions: 0010000000 | 9818344 | Boone Sub Oil Containment | 2004-04-24 | 2004-12-01 | 10019416
0 | 0 | 0 | 0 | 2024-12-01 | BH Colorado Electric Oper Co | Regulated Electric (122) | WPC Sub 30357 Boone | WPC Sub 30357 Boone | 135300 | Estimated Additions: 0010000000 | 18849237 | New Boone Autotransformer | 2016-10-26 | 2017-03-01 | 10052275
0 | 0 | 0 | 0 | 2024-12-01 | BH Colorado Electric Oper Co | Regulated Electric (122) | WPC Sub 30357 Boone | WPC Sub 30357 Boone | 135300 | Estimated Additions: 0010000000 | 9812953 | Invest Carrier Equip-Boone Sub | 2002-11-01 | 2002-11-01 | 10016514
0 | 0 | 0 | 0 | 2024-12-01 | BH Colorado Electric Oper Co | Regulated Electric (122) | WPC Sub 30357 Boone | WPC Sub 30357 Boone | 135300 | Estimated Additions: 0010000000 | 18613884 | Boone Substation replace four bushings on breaker 9637 | 2016-12-07 | 2016-12-01 | 10054426
0 | 0 | 0 | 0 | 2024-12-01 | BH Colorado Electric Oper Co | Regulated Electric (122) | WPC Sub 30357 Boone | WPC Sub 30357 Boone | 135300 | Estimated Additions: 0010000000 | 19663640 | Boone 115kV Line Terminal to Nyberg | 2016-12-06 | 2017-04-01 | 10052277
2 | 0 | 0 | 0 | 2024-12-01 | BH Colorado Electric Oper Co | Regulated Electric (122) | WPC Sub 30357 Boone | WPC Sub 30357 Boone | 135300 | Estimated Additions: 0010000000 | 12634517 | Boone Substation Nyberg Line Relay Upgrade | 2014-08-28 | 2014-08-01 | 10048407
0 | 0 | 0 | 0 | 2024-12-01 | BH Colorado Electric Oper Co | Regulated Electric (122) | WPC Sub 30357 Boone | WPC Sub 30357 Boone | 135300 | Estimated Additions: 0010000000 | 9786730 | RPL 115KV BRKR-BOONE | 2000-08-01 | 2000-12-01 | 10002933
5 | 358142.51 | 3536.0735 | 354606.4365 | 2024-12-01 | BH Colorado Electric Oper Co | Regulated Electric (122) | WPC Sub 30357 Boone | WPC Sub 30357 Boone | 135300 | Estimated Additions: 0010000000 | 39959828 | Replace breakers 9637 & 115-1 at the Boone Substation | 2024-11-07 | 2024-11-01 | 10081047
0 | 0 | 0 | 0 | 2024-12-01 | BH Colorado Electric Oper Co | Regulated Electric (122) | WPC Sub 30357 Boone | WPC Sub 30357 Boone | 135300 | Estimated Additions: 0010000000 | 29108642 | Replace existing door and/or locking mechanisms for Boone Substation to allow for compliance with NERC CIP Low Impact Standards. | 2019-12-16 | 2020-03-01 | 10068550
0 | 0 | 0 | 0 | 2024-12-01 | BH Colorado Electric Oper Co | Regulated Electric (122) | WPC Sub 30357 Boone | WPC Sub 30357 Boone | 135300 | Estimated Additions: 0010000000 | 18543054 | New Boone Autotransformer | 2016-10-26 | 2016-11-01 | 10052275
0 | 0 | 0 | 0 | 2024-12-01 | BH Colorado Electric Oper Co | Regulated Electric (122) | WPC Sub 30357 Boone | WPC Sub 30357 Boone | 135300 | Estimated Additions: 0010000000 | 18406385 | REPLACE BOONE BREAKER 69-1 AND ARRESTOR | 2016-10-27 | 2016-10-01 | 10050263
0 | 0 | 0 | 0 | 2024-12-01 | BH Colorado Electric Oper Co | Regulated Electric (122) | WPC Sub 30357 Boone | WPC Sub 30357 Boone | 135300 | Estimated Additions: 0010000000 | 19663637 | New Boone Autotransformer | 2016-10-26 | 2017-04-01 | 10052275
0 | 0 | 0 | 0 | 2024-12-01 | BH Colorado Electric Oper Co | Regulated Electric (122) | WPC Sub 30357 Boone | WPC Sub 30357 Boone | 135300 | Estimated Additions: 0010000000 | 9747434 | Replace bushings on 25 MVA tra | 2006-12-11 | 2006-12-01 | 10022435
0 | 0 | 0 | 0 | 2024-12-01 | BH Colorado Electric Oper Co | Regulated Electric (122) | WPC Sub 30357 Boone | WPC Sub 30357 Boone | 135300 | Estimated Additions: 0010000000 | 9813328 | Invest Carrier Equip-Boone Sub | 2002-11-01 | 2002-12-01 | 10016514
0 | 0 | 0 | 0 | 2024-12-01 | BH Colorado Electric Oper Co | Regulated Electric (122) | WPC Sub 30357 Boone | WPC Sub 30357 Boone | 135300 | Fence: 3220000000 | 9974202 | FENCE | 1982-07-01 | 1982-07-01 | CPR Conversion
80 | 1725.08 | 1447.7516 | 277.3284 | 2024-12-01 | BH Colorado Electric Oper Co | Regulated Electric (122) | WPC Sub 30357 Boone | WPC Sub 30357 Boone | 135300 | Fence: 3220000000 | 9821980 | FENCE | 1982-07-01 | 1982-07-01 | WCDXFER
0 | 98122.58 | 4844.0086 | 93278.5714 | 2024-12-01 | BH Colorado Electric Oper Co | Regulated Electric (122) | WPC Sub 30357 Boone | WPC Sub 30357 Boone | 135300 | Foundation, Equipment: 3360000000 | 36238305 | Foundation, Equipment | 2022-04-20 | 2022-04-01 | 10067881
2 | 1482.06 | 1243.8001 | 238.2599 | 2024-12-01 | BH Colorado Electric Oper Co | Regulated Electric (122) | WPC Sub 30357 Boone | WPC Sub 30357 Boone | 135300 | Foundation: 6210000000 | 9822060 | PWR CIRC BREAKERS-FOUNDATION | 1982-07-01 | 1982-07-01 | WCDXFER
2 | 1023.44 | 939.7476 | 83.6924 | 2024-12-01 | BH Colorado Electric Oper Co | Regulated Electric (122) | WPC Sub 30357 Boone | WPC Sub 30357 Boone | 135300 | Foundation: 6210000000 | 9822061 | FOUNDATION | 1978-07-01 | 1978-07-01 | WCDXFER
0 | 0 | 0 | 0 | 2024-12-01 | BH Colorado Electric Oper Co | Regulated Electric (122) | WPC Sub 30357 Boone | WPC Sub 30357 Boone | 135300 | Foundation: 6210000000 | 9974201 | PWR CIRC BREAKERS-FOUNDATION | 1982-07-01 | 1982-07-01 | CPR Conversion
0 | 0 | 0 | 0 | 2024-12-01 | BH Colorado Electric Oper Co | Regulated Electric (122) | WPC Sub 30357 Boone | WPC Sub 30357 Boone | 135300 | Foundation: 6210000000 | 9706630 | FOUNDATION | 1978-07-01 | 1978-07-01 | CPR Conversion
1 | 6647.9 | 5579.1661 | 1068.7339 | 2024-12-01 | BH Colorado Electric Oper Co | Regulated Electric (122) | WPC Sub 30357 Boone | WPC Sub 30357 Boone | 135300 | Grounding Systems, Station: 3920000000 | 9822004 | STATION GROUNDING SYSTEMS | 1982-07-01 | 1982-07-01 | WCDXFER
0 | 37619.43 | 1857.155 | 35762.275 | 2024-12-01 | BH Colorado Electric Oper Co | Regulated Electric (122) | WPC Sub 30357 Boone | WPC Sub 30357 Boone | 135300 | Grounding Systems, Station: 3920000000 | 36238287 | Grounding Systems, Station | 2022-04-20 | 2022-01-01 | 10067881
0 | 0 | 0 | 0 | 2024-12-01 | BH Colorado Electric Oper Co | Regulated Electric (122) | WPC Sub 30357 Boone | WPC Sub 30357 Boone | 135300 | Grounding Systems, Station: 3920000000 | 9974197 | GROUNDING SYSTEMS, STATION | 1978-07-01 | 1978-07-01 | CPR Conversion
0 | 0 | 0 | 0 | 2024-12-01 | BH Colorado Electric Oper Co | Regulated Electric (122) | WPC Sub 30357 Boone | WPC Sub 30357 Boone | 135300 | Grounding Systems, Station: 3920000000 | 9974196 | STATION GROUNDING SYSTEMS | 1982-07-01 | 1982-07-01 | CPR Conversion
1 | 3893.09 | 3574.7303 | 318.3597 | 2024-12-01 | BH Colorado Electric Oper Co | Regulated Electric (122) | WPC Sub 30357 Boone | WPC Sub 30357 Boone | 135300 | Grounding Systems, Station: 3920000000 | 9822005 | GROUNDING SYSTEMS, STATION | 1978-07-01 | 1978-07-01 | WCDXFER
0 | 0 | 0 | 0 | 2024-12-01 | BH Colorado Electric Oper Co | Regulated Electric (122) | WPC Sub 30357 Boone | WPC Sub 30357 Boone | 135300 | Insulators-Post-161kv: 4272161000 | 9974193 | INSULATORS-POST-161KV | 1982-07-01 | 1982-07-01 | CPR Conversion
1 | 15637.05 | 14358.321 | 1278.729 | 2024-12-01 | BH Colorado Electric Oper Co | Regulated Electric (122) | WPC Sub 30357 Boone | WPC Sub 30357 Boone | 135300 | Insulators-Post-161kv: 4272161000 | 9822029 | INSULATORS-POST-161KV | 1978-07-01 | 1978-07-01 | WCDXFER
1 | 41217.2 | 34591.0145 | 6626.1855 | 2024-12-01 | BH Colorado Electric Oper Co | Regulated Electric (122) | WPC Sub 30357 Boone | WPC Sub 30357 Boone | 135300 | Insulators-Post-161kv: 4272161000 | 9822030 | INSULATORS-POST-161KV | 1982-07-01 | 1982-07-01 | WCDXFER
0 | 0 | 0 | 0 | 2024-12-01 | BH Colorado Electric Oper Co | Regulated Electric (122) | WPC Sub 30357 Boone | WPC Sub 30357 Boone | 135300 | Insulators-Post-161kv: 4272161000 | 9974194 | INSULATORS-POST-161KV | 1978-07-01 | 1978-07-01 | CPR Conversion
0 | 0 | 0 | 0 | 2024-12-01 | BH Colorado Electric Oper Co | Regulated Electric (122) | WPC Sub 30357 Boone | WPC Sub 30357 Boone | 135300 | Line Tuner: 1129000000 | 9974215 | CARR CURR EQ-LINE TUNER | 1978-07-01 | 1978-07-01 | CPR Conversion
1 | 1250 | 1147.7805 | 102.2195 | 2024-12-01 | BH Colorado Electric Oper Co | Regulated Electric (122) | WPC Sub 30357 Boone | WPC Sub 30357 Boone | 135300 | Line Tuner: 1129000000 | 9821976 | CARR CURR EQ-LINE TUNER | 1978-07-01 | 1978-07-01 | WCDXFER
3 | 21074.49 | 17686.4996 | 3387.9904 | 2024-12-01 | BH Colorado Electric Oper Co | Regulated Electric (122) | WPC Sub 30357 Boone | WPC Sub 30357 Boone | 135300 | Low Prof- Switch Stand - High: 7841080000 | 9822119 | STRUC/OUTDR-LOW-SWITCH STAND-H | 1982-07-01 | 1982-07-01 | WCDXFER
0 | 0 | 0 | 0 | 2024-12-01 | BH Colorado Electric Oper Co | Regulated Electric (122) | WPC Sub 30357 Boone | WPC Sub 30357 Boone | 135300 | Low Prof- Switch Stand - High: 7841080000 | 9974189 | STRUC/OUTDR-LOW-SWITCH STAND-H | 1982-07-01 | 1982-07-01 | CPR Conversion
4 | 7612.07 | 6989.5885 | 622.4815 | 2024-12-01 | BH Colorado Electric Oper Co | Regulated Electric (122) | WPC Sub 30357 Boone | WPC Sub 30357 Boone | 135300 | Low Prof- Switch Stand - High: 7841080000 | 9822120 | LOW PROF- SWITCH STAND - HIGH | 1978-07-01 | 1978-07-01 | WCDXFER
0 | 0 | 0 | 0 | 2024-12-01 | BH Colorado Electric Oper Co | Regulated Electric (122) | WPC Sub 30357 Boone | WPC Sub 30357 Boone | 135300 | Low Prof- Switch Stand - High: 7841080000 | 9974190 | LOW PROF- SWITCH STAND - HIGH | 1978-07-01 | 1978-07-01 | CPR Conversion
0 | 0 | 0 | 0 | 2024-12-01 | BH Colorado Electric Oper Co | Regulated Electric (122) | WPC Sub 30357 Boone | WPC Sub 30357 Boone | 135300 | Low Prof-Deadend Twr-High Tension: 7841040000 | 9974192 | LOW PROF-DEADEND TWR-HIGH TENSION | 1982-07-01 | 1982-07-01 | CPR Conversion
1 | 36071.94 | 30272.9201 | 5799.0199 | 2024-12-01 | BH Colorado Electric Oper Co | Regulated Electric (122) | WPC Sub 30357 Boone | WPC Sub 30357 Boone | 135300 | Low Prof-Deadend Twr-High Tension: 7841040000 | 9822087 | LOW PROF-DEADEND TWR-HIGH TENSION | 1982-07-01 | 1982-07-01 | WCDXFER
2 | 1155.11 | 969.4115 | 185.6985 | 2024-12-01 | BH Colorado Electric Oper Co | Regulated Electric (122) | WPC Sub 30357 Boone | WPC Sub 30357 Boone | 135300 | Low Profile Struct-Bus Support-1ph: 7841010000 | 9822095 | LOW PROFILE STRUCT-BUS SUPPORT-1PH | 1982-07-01 | 1982-07-01 | WCDXFER
7 | 7015.71 | 6441.9962 | 573.7138 | 2024-12-01 | BH Colorado Electric Oper Co | Regulated Electric (122) | WPC Sub 30357 Boone | WPC Sub 30357 Boone | 135300 | Low Profile Struct-Bus Support-1ph: 7841010000 | 9822094 | STRUC/OUTDR-LOW-BUS SUPPORT-1 | 1978-07-01 | 1978-07-01 | WCDXFER
0 | 0 | 0 | 0 | 2024-12-01 | BH Colorado Electric Oper Co | Regulated Electric (122) | WPC Sub 30357 Boone | WPC Sub 30357 Boone | 135300 | Low Profile Struct-Bus Support-1ph: 7841010000 | 9974187 | STRUC/OUTDR-LOW-BUS SUPPORT-1 | 1978-07-01 | 1978-07-01 | CPR Conversion
0 | 0 | 0 | 0 | 2024-12-01 | BH Colorado Electric Oper Co | Regulated Electric (122) | WPC Sub 30357 Boone | WPC Sub 30357 Boone | 135300 | Low Profile Struct-Bus Support-1ph: 7841010000 | 9974188 | LOW PROFILE STRUCT-BUS SUPPORT-1PH | 1982-07-01 | 1982-07-01 | CPR Conversion
0 | 0 | 0 | 0 | 2024-12-01 | BH Colorado Electric Oper Co | Regulated Electric (122) | WPC Sub 30357 Boone | WPC Sub 30357 Boone | 135300 | Low Profile Structure-Foundation: 7841000000 | 9974199 | LOW PROFILE STRUCTURE-FOUNDATION | 1982-07-01 | 1982-07-01 | CPR Conversion
20 | 10421.89 | 9569.6338 | 852.2562 | 2024-12-01 | BH Colorado Electric Oper Co | Regulated Electric (122) | WPC Sub 30357 Boone | WPC Sub 30357 Boone | 135300 | Low Profile Structure-Foundation: 7841000000 | 9822100 | STRUC/OUTDR-LOW-FOUNDATION | 1978-07-01 | 1978-07-01 | WCDXFER
0 | 0 | 0 | 0 | 2024-12-01 | BH Colorado Electric Oper Co | Regulated Electric (122) | WPC Sub 30357 Boone | WPC Sub 30357 Boone | 135300 | Low Profile Structure-Foundation: 7841000000 | 9974198 | STRUC/OUTDR-LOW-FOUNDATION | 1978-07-01 | 1978-07-01 | CPR Conversion
2 | 13706.07 | 11502.6461 | 2203.4239 | 2024-12-01 | BH Colorado Electric Oper Co | Regulated Electric (122) | WPC Sub 30357 Boone | WPC Sub 30357 Boone | 135300 | Low Profile Structure-Foundation: 7841000000 | 9822101 | LOW PROFILE STRUCTURE-FOUNDATION | 1982-07-01 | 1982-07-01 | WCDXFER
1 | 17298.5 | 2903.5095 | 14394.9905 | 2024-12-01 | BH Colorado Electric Oper Co | Regulated Electric (122) | WPC Sub 30357 Boone | WPC Sub 30357 Boone | 135300 | Metering - Primary (Substation): 5100100000 | 25466548 | Metering - Primary (Substation) | 2016-12-06 | 2016-12-01 | 10052277
2 | 24739.15 | 8549.067 | 16190.083 | 2024-12-01 | BH Colorado Electric Oper Co | Regulated Electric (122) | WPC Sub 30357 Boone | WPC Sub 30357 Boone | 135300 | Microwave Antennas: 6309000000 | 12818634 | MICROWAVE ANTENNAS | 2007-07-30 | 2007-11-01 | 50507XFER
2 | 50555.57 | 17470.4044 | 33085.1656 | 2024-12-01 | BH Colorado Electric Oper Co | Regulated Electric (122) | WPC Sub 30357 Boone | WPC Sub 30357 Boone | 135300 | Microwave Fixed Station Units: 6308000000 | 12818645 | MICROWAVE FIXED STATION UNITS | 2007-07-30 | 2007-11-01 | 50507XFER
1 | 1275.73 | 566.8096 | 708.9204 | 2024-12-01 | BH Colorado Electric Oper Co | Regulated Electric (122) | WPC Sub 30357 Boone | WPC Sub 30357 Boone | 135300 | Multiple Address Remote System: 6307000000 | 12818326 | SCADA Radio MDS 9710B | 2002-09-30 | 2002-12-01 | 50507XFER
1 | 32440.08 | 11210.2646 | 21229.8154 | 2024-12-01 | BH Colorado Electric Oper Co | Regulated Electric (122) | WPC Sub 30357 Boone | WPC Sub 30357 Boone | 135300 | Multiplex System: 6305000000 | 12818656 | MULTIPLEX SYSTEM | 2007-07-30 | 2007-11-01 | 50507XFER
2 | 542.82 | 498.4306 | 44.3894 | 2024-12-01 | BH Colorado Electric Oper Co | Regulated Electric (122) | WPC Sub 30357 Boone | WPC Sub 30357 Boone | 135300 | Other Low Profile Structure: 7841990000 | 9822116 | OTHER LOW PROFILE STRUCTURE | 1978-07-01 | 1978-07-01 | WCDXFER
0 | 0 | 0 | 0 | 2024-12-01 | BH Colorado Electric Oper Co | Regulated Electric (122) | WPC Sub 30357 Boone | WPC Sub 30357 Boone | 135300 | Other Low Profile Structure: 7841990000 | 9974186 | OTHER LOW PROFILE STRUCTURE | 1978-07-01 | 1978-07-01 | CPR Conversion
1 | 2600 | 2387.3835 | 212.6165 | 2024-12-01 | BH Colorado Electric Oper Co | Regulated Electric (122) | WPC Sub 30357 Boone | WPC Sub 30357 Boone | 135300 | Panel - Combo Capacitor/Cb Cntrl : 5950700000 | 9822048 | COMBO CAPACITOR/CRCT BKR CTRL PANEL | 1978-07-01 | 1978-07-01 | WCDXFER
0 | 0 | 0 | 0 | 2024-12-01 | BH Colorado Electric Oper Co | Regulated Electric (122) | WPC Sub 30357 Boone | WPC Sub 30357 Boone | 135300 | Panel - Combo Capacitor/Cb Cntrl : 5950700000 | 9974217 | COMBO CAPACITOR/CRCT BKR CTRL PANEL | 1978-07-01 | 1978-07-01 | CPR Conversion
1 | 33100 | 30393.228 | 2706.772 | 2024-12-01 | BH Colorado Electric Oper Co | Regulated Electric (122) | WPC Sub 30357 Boone | WPC Sub 30357 Boone | 135300 | Panel - Line: 5950300000 | 9822026 | LINE PANEL | 1978-07-01 | 1978-07-01 | WCDXFER
0 | 0 | 0 | 0 | 2024-12-01 | BH Colorado Electric Oper Co | Regulated Electric (122) | WPC Sub 30357 Boone | WPC Sub 30357 Boone | 135300 | Panel - Line: 5950300000 | 9974204 | PANELS, LINE PANEL | 1982-07-01 | 1982-07-01 | CPR Conversion
0 | 0 | 0 | 0 | 2024-12-01 | BH Colorado Electric Oper Co | Regulated Electric (122) | WPC Sub 30357 Boone | WPC Sub 30357 Boone | 135300 | Panel - Line: 5950300000 | 9974205 | LINE PANEL | 1978-07-01 | 1978-07-01 | CPR Conversion
0 | 0 | 0 | 0 | 2024-12-01 | BH Colorado Electric Oper Co | Regulated Electric (122) | WPC Sub 30357 Boone | WPC Sub 30357 Boone | 135300 | Panel - Line: 5950300000 | 9822025 | PANELS, LINE PANEL | 1982-07-01 | 1982-07-01 | WCDXFER
1 | 288308.21 | 48391.8036 | 239916.4064 | 2024-12-01 | BH Colorado Electric Oper Co | Regulated Electric (122) | WPC Sub 30357 Boone | WPC Sub 30357 Boone | 135300 | Panel - Other: 5950900000 | 25466545 | Panel - Other | 2016-12-06 | 2016-12-01 | 10052277
1 | 288308.21 | 48391.8036 | 239916.4064 | 2024-12-01 | BH Colorado Electric Oper Co | Regulated Electric (122) | WPC Sub 30357 Boone | WPC Sub 30357 Boone | 135300 | Panel - Relay: 5950300003 | 25466551 | Panel - Relay | 2016-12-06 | 2016-12-01 | 10052277
1 | 93118.43 | 4596.9692 | 88521.4608 | 2024-12-01 | BH Colorado Electric Oper Co | Regulated Electric (122) | WPC Sub 30357 Boone | WPC Sub 30357 Boone | 135300 | Panel - Relay: 5950300003 | 36238314 | Panel - Relay | 2022-04-20 | 2022-04-01 | 10067881
3 | 104991.91 | 19695.8765 | 85296.0335 | 2024-12-01 | BH Colorado Electric Oper Co | Regulated Electric (122) | WPC Sub 30357 Boone | WPC Sub 30357 Boone | 135300 | Pnls,Instr,Gauge,Relay&Control-Othr: 5959800000 | 13776662 | COMPLETE PANEL 2 RELAYS | 2015-04-30 | 2015-04-01 | 10049752
2 | 6582.84 | 6044.5244 | 538.3156 | 2024-12-01 | BH Colorado Electric Oper Co | Regulated Electric (122) | WPC Sub 30357 Boone | WPC Sub 30357 Boone | 135300 | Potential Device- 69kv: 1126069000 | 9821951 | CARR CURR EQ-POTENT DEV-69KV | 1978-07-01 | 1978-07-01 | WCDXFER
0 | 0 | 0 | 0 | 2024-12-01 | BH Colorado Electric Oper Co | Regulated Electric (122) | WPC Sub 30357 Boone | WPC Sub 30357 Boone | 135300 | Potential Device- 69kv: 1126069000 | 9724136 | CARR CURR EQ-POTENT DEV-69KV | 1978-07-01 | 1978-07-01 | CPR Conversion
0 | 0 | 0 | 0 | 2024-12-01 | BH Colorado Electric Oper Co | Regulated Electric (122) | WPC Sub 30357 Boone | WPC Sub 30357 Boone | 135300 | Pwr Trfrmr Nbr Xxxxxx Bushing: 9103XXXXXX | 9738228 | PWR TRFRMR NBR 08024 BUSHING | 2006-12-11 | 2006-12-01 | 10022435
0 | 0 | 0 | 0 | 2024-12-01 | BH Colorado Electric Oper Co | Regulated Electric (122) | WPC Sub 30357 Boone | WPC Sub 30357 Boone | 135300 | Pwr Trfrmr Nbr Xxxxxx Foundation: 9101XXXXXX | 9822182 | TRANSF, PWR, FOUNDATION-00000-TRANSF, PWR, FOUNDATION | 1982-07-01 | 1982-07-01 | WCDXFER
0 | 0 | 0 | 0 | 2024-12-01 | BH Colorado Electric Oper Co | Regulated Electric (122) | WPC Sub 30357 Boone | WPC Sub 30357 Boone | 135300 | Pwr Trfrmr Nbr Xxxxxx Foundation: 9101XXXXXX | 9870196 | TRANSF, PWR, FOUNDATION | 1982-07-01 | 1982-07-01 | CPR Conversion
0 | 0 | 0 | 0 | 2024-12-01 | BH Colorado Electric Oper Co | Regulated Electric (122) | WPC Sub 30357 Boone | WPC Sub 30357 Boone | 135300 | Pwr Trfrmr Nbr Xxxxxxx: 9105XXXXXX | 9822176 | TX.-POWER-08024-TX.-POWER | 1964-07-01 | 1964-07-01 | WCDXFER
0 | 0 | 0 | 0 | 2024-12-01 | BH Colorado Electric Oper Co | Regulated Electric (122) | WPC Sub 30357 Boone | WPC Sub 30357 Boone | 135300 | Pwr Trfrmr Nbr Xxxxxxx: 9105XXXXXX | 9870194 | TX.-POWER | 1961-07-01 | 1961-07-01 | CPR Conversion
1 | 1099832.35 | 184604.0774 | 915228.2726 | 2024-12-01 | BH Colorado Electric Oper Co | Regulated Electric (122) | WPC Sub 30357 Boone | WPC Sub 30357 Boone | 135300 | Pwr Trfrmr Nbr Xxxxxxx: 9105XXXXXX | 25466480 | Pwr Trfrmr Nbr Xxxxxxx | 2016-10-26 | 2016-11-01 | 10052275
0 | 0 | 0 | 0 | 2024-12-01 | BH Colorado Electric Oper Co | Regulated Electric (122) | WPC Sub 30357 Boone | WPC Sub 30357 Boone | 135300 | Pwr Trfrmr Nbr Xxxxxxx: 9105XXXXXX | 9870195 | TX.-POWER | 1958-07-01 | 1958-07-01 | CPR Conversion
0 | 0 | 0 | 0 | 2024-12-01 | BH Colorado Electric Oper Co | Regulated Electric (122) | WPC Sub 30357 Boone | WPC Sub 30357 Boone | 135300 | Pwr Trfrmr Nbr Xxxxxxx: 9105XXXXXX | 9822177 | TX.-POWER-08024-TX.-POWER | 1965-07-01 | 1965-07-01 | WCDXFER
0 | 0 | 0 | 0 | 2024-12-01 | BH Colorado Electric Oper Co | Regulated Electric (122) | WPC Sub 30357 Boone | WPC Sub 30357 Boone | 135300 | Pwr Trfrmr Nbr Xxxxxxx: 9105XXXXXX | 9822178 | TX.-POWER-08024-TX.-POWER | 1970-07-01 | 1970-07-01 | WCDXFER
0 | 0 | 0 | 0 | 2024-12-01 | BH Colorado Electric Oper Co | Regulated Electric (122) | WPC Sub 30357 Boone | WPC Sub 30357 Boone | 135300 | Pwr Trfrmr Nbr Xxxxxxx: 9105XXXXXX | 9822208 | TX.-POWER-08024-TX.-POWER | 1958-07-01 | 1958-07-01 | WCDXFER
0 | 0 | 0 | 0 | 2024-12-01 | BH Colorado Electric Oper Co | Regulated Electric (122) | WPC Sub 30357 Boone | WPC Sub 30357 Boone | 135300 | Pwr Trfrmr Nbr Xxxxxxx: 9105XXXXXX | 9870193 | TX.-POWER | 1964-07-01 | 1964-07-01 | CPR Conversion
0 | 0 | 0 | 0 | 2024-12-01 | BH Colorado Electric Oper Co | Regulated Electric (122) | WPC Sub 30357 Boone | WPC Sub 30357 Boone | 135300 | Pwr Trfrmr Nbr Xxxxxxx: 9105XXXXXX | 9870191 | TX.-POWER | 1970-07-01 | 1970-07-01 | CPR Conversion
0 | 0 | 0 | 0 | 2024-12-01 | BH Colorado Electric Oper Co | Regulated Electric (122) | WPC Sub 30357 Boone | WPC Sub 30357 Boone | 135300 | Pwr Trfrmr Nbr Xxxxxxx: 9105XXXXXX | 9870192 | TX.-POWER | 1965-07-01 | 1965-07-01 | CPR Conversion
0 | 0 | 0 | 0 | 2024-12-01 | BH Colorado Electric Oper Co | Regulated Electric (122) | WPC Sub 30357 Boone | WPC Sub 30357 Boone | 135300 | Pwr Trfrmr Nbr Xxxxxxx: 9105XXXXXX | 9699047 | TX.-POWER-08024-TX.-POWER | 1961-07-01 | 1961-07-01 | WCDXFER
0 | 0 | 0 | 0 | 2024-12-01 | BH Colorado Electric Oper Co | Regulated Electric (122) | WPC Sub 30357 Boone | WPC Sub 30357 Boone | 135300 | Regulator, Feeder Voltage: 6721000000 | 9974195 | REGULATOR, FEEDER VOLTAGE | 1958-07-01 | 1958-07-01 | CPR Conversion
1 | 81605.63 | 86528.7304 | -4923.1004 | 2024-12-01 | BH Colorado Electric Oper Co | Regulated Electric (122) | WPC Sub 30357 Boone | WPC Sub 30357 Boone | 135300 | Regulator, Feeder Voltage: 6721000000 | 9822073 | REGULATOR, FEEDER VOLTAGE | 1958-07-01 | 1958-07-01 | WCDXFER
0 | 0 | 0 | 0 | 2024-12-01 | BH Colorado Electric Oper Co | Regulated Electric (122) | WPC Sub 30357 Boone | WPC Sub 30357 Boone | 135300 | Regulator, Foundation: 6720000000 | 9974200 | REGULATOR, FOUNDATION | 1982-07-01 | 1982-07-01 | CPR Conversion
0 | 0 | 0 | 0 | 2024-12-01 | BH Colorado Electric Oper Co | Regulated Electric (122) | WPC Sub 30357 Boone | WPC Sub 30357 Boone | 135300 | Regulator, Foundation: 6720000000 | 9822077 | REGULATOR, FOUNDATION | 1982-07-01 | 1982-07-01 | WCDXFER
2 | 17653.37 | 4008.8641 | 13644.5059 | 2024-12-01 | BH Colorado Electric Oper Co | Regulated Electric (122) | WPC Sub 30357 Boone | WPC Sub 30357 Boone | 135300 | Relay - Transformer Differential: 5952400000 | 12116061 | RELAY: GE GCY DISTANCE | 2013-10-29 | 2013-10-01 | 10048414
1 | 4755 | 2018.7607 | 2736.2393 | 2024-12-01 | BH Colorado Electric Oper Co | Regulated Electric (122) | WPC Sub 30357 Boone | WPC Sub 30357 Boone | 135300 | Scada Equip - Rtu: 8191130000 | 12818304 | SCADA EQUIP - RTU Telegyr Systems | 2003-12-03 | 2003-01-01 | 50507XFER
0 | 0 | 0 | 0 | 2024-12-01 | BH Colorado Electric Oper Co | Regulated Electric (122) | WPC Sub 30357 Boone | WPC Sub 30357 Boone | 135300 | Scada Equip - Rtu: 8191130000 | 9974288 | SCADA EQUIPMENT- RTU | 1986-07-01 | 1986-07-01 | CPR Conversion
1 | 2660.16 | 1497.0921 | 1163.0679 | 2024-12-01 | BH Colorado Electric Oper Co | Regulated Electric (122) | WPC Sub 30357 Boone | WPC Sub 30357 Boone | 135300 | Scada Equip - Rtu: 8191130000 | 12818315 | SCADA EQUIPMENT- RTU | 1996-07-01 | 1996-07-01 | 50507XFER
0 | 0 | 0 | 0 | 2024-12-01 | BH Colorado Electric Oper Co | Regulated Electric (122) | WPC Sub 30357 Boone | WPC Sub 30357 Boone | 135300 | Scada Equip - Rtu: 8191130000 | 9974287 | TELEMETERING-RTU | 1988-07-01 | 1988-07-01 | CPR Conversion
0 | 0 | 0 | 0 | 2024-12-01 | BH Colorado Electric Oper Co | Regulated Electric (122) | WPC Sub 30357 Boone | WPC Sub 30357 Boone | 135300 | Scada Equip - Rtu: 8191130000 | 9822155 | Radio Communication Eqp-Antennas, Radio R1-2MHSB,Helix Cable | 1988-07-01 | 1988-07-01 | WCDXFER
0 | 0 | 0 | 0 | 2024-12-01 | BH Colorado Electric Oper Co | Regulated Electric (122) | WPC Sub 30357 Boone | WPC Sub 30357 Boone | 135300 | Scada Equip - Rtu: 8191130000 | 9822157 | SCADA EQUIPMENT- RTU | 1996-07-01 | 1996-07-01 | WCDXFER
2 | 231223.85 | 38810.3382 | 192413.5118 | 2024-12-01 | BH Colorado Electric Oper Co | Regulated Electric (122) | WPC Sub 30357 Boone | WPC Sub 30357 Boone | 135300 | Scada Equip - Rtu: 8191130000 | 25466530 | Scada Equip - Rtu | 2016-12-06 | 2016-01-01 | 10052277
0 | 0 | 0 | 0 | 2024-12-01 | BH Colorado Electric Oper Co | Regulated Electric (122) | WPC Sub 30357 Boone | WPC Sub 30357 Boone | 135300 | Scada Equip - Rtu: 8191130000 | 9822156 | Radio Communication Eqp-Antennas, Radio R1-2MHSB,Helix Cable | 1986-07-01 | 1986-07-01 | WCDXFER
0 | 0 | 0 | 0 | 2024-12-01 | BH Colorado Electric Oper Co | Regulated Electric (122) | WPC Sub 30357 Boone | WPC Sub 30357 Boone | 135300 | Scada Equip - Rtu: 8191130000 | 9718340 | SCADA EQUIPMENT- RTU | 1996-07-01 | 1996-07-01 | CPR Conversion
1 | 44942.07 | 34167.2231 | 10774.8469 | 2024-12-01 | BH Colorado Electric Oper Co | Regulated Electric (122) | WPC Sub 30357 Boone | WPC Sub 30357 Boone | 135300 | Scada Equip - Rtu: 8191130000 | 12818667 | Radio Communication Eqp-Antennas, Radio R1-2MHSB,Helix Cable | 1986-07-01 | 1986-07-01 | 50507XFER
1 | 16562.14 | 3761.0591 | 12801.0809 | 2024-12-01 | BH Colorado Electric Oper Co | Regulated Electric (122) | WPC Sub 30357 Boone | WPC Sub 30357 Boone | 135300 | Scada Equip - Server/Router: 8191190000 | 12301519 | Scada Equip - Server/Router | 2013-07-01 | 2013-01-01 | 10047856
0 | 0 | 0 | 0 | 2024-12-01 | BH Colorado Electric Oper Co | Regulated Electric (122) | WPC Sub 30357 Boone | WPC Sub 30357 Boone | 135300 | Struc-High Prof-Bay #2-161kv: 7842002161 | 9974191 | STRUC-HIGH PROF-BAY #2-161KV | 1978-07-01 | 1978-07-01 | CPR Conversion
2 | 17942.31 | 16475.067 | 1467.243 | 2024-12-01 | BH Colorado Electric Oper Co | Regulated Electric (122) | WPC Sub 30357 Boone | WPC Sub 30357 Boone | 135300 | Struc-High Prof-Bay #2-161kv: 7842002161 | 9822113 | STRUC-HIGH PROF-BAY #2-161KV | 1978-07-01 | 1978-07-01 | WCDXFER
1 | 6020.49 | 297.213 | 5723.277 | 2024-12-01 | BH Colorado Electric Oper Co | Regulated Electric (122) | WPC Sub 30357 Boone | WPC Sub 30357 Boone | 135300 | Structure - Steel: 7841085000 | 36238311 | Structure - Steel Low Switch | 2022-04-20 | 2022-04-01 | 10067881
1 | 44132.99 | 2178.7093 | 41954.2807 | 2024-12-01 | BH Colorado Electric Oper Co | Regulated Electric (122) | WPC Sub 30357 Boone | WPC Sub 30357 Boone | 135300 | Structure - Steel: 7841085000 | 36238308 | Structure - Steel H Frame DE | 2022-04-20 | 2022-04-01 | 10067881
1 | 32049.88 | 1582.2035 | 30467.6765 | 2024-12-01 | BH Colorado Electric Oper Co | Regulated Electric (122) | WPC Sub 30357 Boone | WPC Sub 30357 Boone | 135300 | Switches - Over 34500v: 7986900000 | 36238290 | Switches 115kV | 2022-04-20 | 2022-01-01 | 10067881
0 | 0 | 0 | 0 | 2024-12-01 | BH Colorado Electric Oper Co | Regulated Electric (122) | WPC Sub 30357 Boone | WPC Sub 30357 Boone | 135300 | Telemeter Eq - Transducer: 8192040000 | 9724134 | TELEMETERING EQ.- TRANSDUCER | 1982-07-01 | 1982-07-01 | CPR Conversion
0 | 0 | 0 | 0 | 2024-12-01 | BH Colorado Electric Oper Co | Regulated Electric (122) | WPC Sub 30357 Boone | WPC Sub 30357 Boone | 135300 | Telemeter Eq - Transducer: 8192040000 | 9822169 | SCADA-TRANSDUCER,RTU,CONTROL CABLE | 1988-07-01 | 1988-07-01 | WCDXFER
0 | 0 | 0 | 0 | 2024-12-01 | BH Colorado Electric Oper Co | Regulated Electric (122) | WPC Sub 30357 Boone | WPC Sub 30357 Boone | 135300 | Telemeter Eq - Transducer: 8192040000 | 9974203 | TELEMETERING EQ.- TRANSDUCER | 1978-07-01 | 1978-07-01 | CPR Conversion
0 | 0 | 0 | 0 | 2024-12-01 | BH Colorado Electric Oper Co | Regulated Electric (122) | WPC Sub 30357 Boone | WPC Sub 30357 Boone | 135300 | Telemeter Eq - Transducer: 8192040000 | 9974183 | TELEMETERING-TRANSDUCER | 1988-07-01 | 1988-07-01 | CPR Conversion
0 | 8171.04 | 5889.3323 | 2281.7077 | 2024-12-01 | BH Colorado Electric Oper Co | Regulated Electric (122) | WPC Sub 30357 Boone | WPC Sub 30357 Boone | 135300 | Telemeter Eq - Transducer: 8192040000 | 12818337 | SCADA-TRANSDUCER,RTU,CONTROL CABLE | 1988-07-01 | 1988-07-01 | 50507XFER
1 | 25925.96 | 19710.2194 | 6215.7406 | 2024-12-01 | BH Colorado Electric Oper Co | Regulated Electric (122) | WPC Sub 30357 Boone | WPC Sub 30357 Boone | 135300 | Telemeter Eq - Transducer: 8192040000 | 12818348 | SCADA-TRANSDUCER,RTU,CONTROL CABLE | 1986-07-01 | 1986-07-01 | 50507XFER
0 | 0 | 0 | 0 | 2024-12-01 | BH Colorado Electric Oper Co | Regulated Electric (122) | WPC Sub 30357 Boone | WPC Sub 30357 Boone | 135300 | Telemeter Eq - Transducer: 8192040000 | 9822168 | SCADA-TRANSDUCER,RTU,CONTROL CABLE | 1986-07-01 | 1986-07-01 | WCDXFER
0 | 0 | 0 | 0 | 2024-12-01 | BH Colorado Electric Oper Co | Regulated Electric (122) | WPC Sub 30357 Boone | WPC Sub 30357 Boone | 135300 | Telemeter Eq - Transducer: 8192040000 | 9974184 | TELEMETERING-TRANSDUCER | 1986-07-01 | 1986-07-01 | CPR Conversion
0 | 0 | 0 | 0 | 2024-12-01 | BH Colorado Electric Oper Co | Regulated Electric (122) | WPC Sub 30357 Boone | WPC Sub 30357 Boone | 135300 | Telemeter Eq - Transducer: 8192040000 | 9822170 | TELEMETERING EQ.- TRANSDUCER | 1978-07-01 | 1978-07-01 | WCDXFER
0 | 0 | 0 | 0 | 2024-12-01 | BH Colorado Electric Oper Co | Regulated Electric (122) | WPC Sub 30357 Boone | WPC Sub 30357 Boone | 135300 | Telemeter Eq - Transducer: 8192040000 | 9822171 | TELEMETERING EQ.- TRANSDUCER | 1982-07-01 | 1982-07-01 | WCDXFER
0 | 0 | 0 | 0 | 2024-12-01 | BH Colorado Electric Oper Co | Regulated Electric (122) | WPC Sub 30357 Boone | WPC Sub 30357 Boone | 135300 | Telemeter Eq - Transmit/Receive: 8192060000 | 9974185 | TELEMETER EQ-TRANSMIT/RECEIVE COMBO | 1978-07-01 | 1978-07-01 | CPR Conversion
0 | 0 | 0 | 0 | 2024-12-01 | BH Colorado Electric Oper Co | Regulated Electric (122) | WPC Sub 30357 Boone | WPC Sub 30357 Boone | 135300 | Telemeter Eq - Transmit/Receive: 8192060000 | 9822167 | TELEMETER EQ-Boeing Betac,remote station,tone transmitter& receiver | 1978-07-01 | 1978-07-01 | WCDXFER
3 | 36652.95 | 1809.4429 | 34843.5071 | 2024-12-01 | BH Colorado Electric Oper Co | Regulated Electric (122) | WPC Sub 30357 Boone | WPC Sub 30357 Boone | 135300 | Transf Instr Cur Pot Volt Ccvolt: | 36238293 | CVT | 2022-04-20 | 2022-01-01 | 10067881
6 | 296957.48 | 49843.5617 | 247113.9183 | 2024-12-01 | BH Colorado Electric Oper Co | Regulated Electric (122) | WPC Sub 30357 Boone | WPC Sub 30357 Boone | 135300 | Transf, Coupling Capacitive Voltage: 9030000000 | 25466554 | Transf, Coupling Capacitive Voltage | 2016-12-06 | 2016-12-01 | 10052277
0 | 0 | 0 | 0 | 2024-12-01 | BH Colorado Electric Oper Co | Regulated Electric (122) | WPC Sub 30357 Boone | WPC Sub 30357 Boone | 135300 | Transf, Pntl, 35.001-69kv 1ph: 9031069000 | 9974290 | TRANSF, POTNTL, 1PH, 35001-69KV | 1982-07-01 | 1982-07-01 | CPR Conversion
3 | 16415.91 | 13776.8451 | 2639.0649 | 2024-12-01 | BH Colorado Electric Oper Co | Regulated Electric (122) | WPC Sub 30357 Boone | WPC Sub 30357 Boone | 135300 | Transf, Pntl, 35.001-69kv 1ph: 9031069000 | 9822189 | TRANSF, POTNTL, 1PH, 35001-69KV | 1982-07-01 | 1982-07-01 | WCDXFER
3 | 22054.91 | 3701.8608 | 18353.0492 | 2024-12-01 | BH Colorado Electric Oper Co | Regulated Electric (122) | WPC Sub 30357 Boone | WPC Sub 30357 Boone | 135300 | Transformers, Current: 8750000000 | 25466471 | Transformers, Current | 2016-10-26 | 2016-01-01 | 10052275
0 | 0 | 0 | 0 | 2024-12-01 | BH Colorado Electric Oper Co | Regulated Electric (122) | WPC Sub 30357 Boone | WPC Sub 30357 Boone | 135300 | Transmitter/Receiver Combined: 1123000000 | 9821937 | CARR CURR EQ-TRANS/REC COMBINED | 1996-07-01 | 1996-07-01 | WCDXFER
1 | 9767.74 | 4339.8277 | 5427.9123 | 2024-12-01 | BH Colorado Electric Oper Co | Regulated Electric (122) | WPC Sub 30357 Boone | WPC Sub 30357 Boone | 135300 | Transmitter/Receiver Combined: 1123000000 | 9814130 | CARR CURR EQ-TRANS/REC COMBINED | 2002-11-01 | 2002-01-01 | 10016514
0 | 0 | 0 | 0 | 2024-12-01 | BH Colorado Electric Oper Co | Regulated Electric (122) | WPC Sub 30357 Boone | WPC Sub 30357 Boone | 135300 | Transmitter/Receiver Combined: 1123000000 | 9861153 | CARR CURR EQ-TRANS/REC COMBINED | 1996-07-01 | 1996-07-01 | CPR Conversion
0 | 0 | 0 | 0 | 2024-12-01 | BH Colorado Electric Oper Co | Regulated Electric (122) | WPC Sub 30357 Boone | WPC Sub 30357 Boone | 135300 | WAVEGUIDE: 1128000050 | 9974216 | CARR CURR EQ-WAVE TRAP-800 AMP | 1978-07-01 | 1978-07-01 | CPR Conversion
1 | 3800 | 3489.2528 | 310.7472 | 2024-12-01 | BH Colorado Electric Oper Co | Regulated Electric (122) | WPC Sub 30357 Boone | WPC Sub 30357 Boone | 135300 | WAVEGUIDE: 1128000050 | 9821949 | CARR CURR EQ-WAVE TRAP-800 AMP | 1978-07-01 | 1978-07-01 | WCDXFER
0 | 0 | 0 | 0 | 2024-12-01 | BH Colorado Electric Oper Co | Regulated Electric (122) | WPC Sub 30357 Boone | WPC Sub 30357 Boone | 135359 | Breaker, 115 KV: 6212115115 | 25466542 | Breaker, 115 KV | 2016-12-06 | 2016-01-01 | 10052277
1 | 23603.46 | 17478.4459 | 6125.0141 | 2024-12-01 | BH Colorado Electric Oper Co | Regulated Electric (122) | WPC Sub 30359 PDA Tap | WPC Sub 30359 PDA Tap | 135300 | Combo-Elec-45-69kv- <= 600amps: 7984106906 | 9822139 | COMBO-ELEC-45-69KV- <= 600AMPS | 1987-07-01 | 1987-07-01 | WCDXFER
0 | 0 | 0 | 0 | 2024-12-01 | BH Colorado Electric Oper Co | Regulated Electric (122) | WPC Sub 30359 PDA Tap | WPC Sub 30359 PDA Tap | 135300 | Combo-Elec-45-69kv- <= 600amps: 7984106906 | 9974284 | COMBO-ELEC-45-69KV- <= 600AMPS | 1987-07-01 | 1987-07-01 | CPR Conversion
0 | 0 | 0 | 0 | 2024-12-01 | BH Colorado Electric Oper Co | Regulated Electric (122) | WPC Sub 30359 PDA Tap | WPC Sub 30359 PDA Tap | 135300 | Cond. Pwr Cable, Al, Other: 0773000000 | 9974285 | COND. PWR CABLE, AL, OTHER | 1987-07-01 | 1987-07-01 | CPR Conversion
1 | 2607.53 | 1930.8852 | 676.6448 | 2024-12-01 | BH Colorado Electric Oper Co | Regulated Electric (122) | WPC Sub 30359 PDA Tap | WPC Sub 30359 PDA Tap | 135300 | Cond. Pwr Cable, Al, Other: 0773000000 | 9821918 | COND. PWR CABLE, AL, OTHER | 1987-07-01 | 1987-07-01 | WCDXFER
0 | 0 | 0 | 0 | 2024-12-01 | BH Colorado Electric Oper Co | Regulated Electric (122) | WPC Sub 30359 PDA Tap | WPC Sub 30359 PDA Tap | 135300 | Grounding Systems, Station: 3920000000 | 9974286 | GROUNDING SYSTEMS, STATION | 1987-07-01 | 1987-07-01 | CPR Conversion
1 | 808.16 | 598.4453 | 209.7147 | 2024-12-01 | BH Colorado Electric Oper Co | Regulated Electric (122) | WPC Sub 30359 PDA Tap | WPC Sub 30359 PDA Tap | 135300 | Grounding Systems, Station: 3920000000 | 9822003 | GROUNDING SYSTEMS, STATION | 1987-07-01 | 1987-07-01 | WCDXFER
1 | 360.33 | -8.7753 | 369.1053 | 2024-12-01 | BH Colorado Electric Oper Co | Regulated Electric (122) | WPC Sub 30360 DOT Tap | WPC Sub 30360 DOT Tap | 135001 | Land: 4481XXXXXX | 9691220 | LAND - TRACT 16 | 1973-07-01 | 1973-07-01 | CPR Conversion
1 | 265.45 | -6.4647 | 271.9147 | 2024-12-01 | BH Colorado Electric Oper Co | Regulated Electric (122) | WPC Sub 30360 DOT Tap | WPC Sub 30360 DOT Tap | 135001 | Land: 4481XXXXXX | 9868947 | LAND - TRACT 15 | 1973-07-01 | 1973-07-01 | CPR Conversion
2 | 1767.62 | 1434.8508 | 332.7692 | 2024-12-01 | BH Colorado Electric Oper Co | Regulated Electric (122) | WPC Sub 30360 DOT Tap | WPC Sub 30360 DOT Tap | 135200 | Station Rock: 7702000000 | 9974283 | STATION ROCK | 1973-07-01 | 1973-07-01 | CPR Conversion
6 | 17274.22 | 3240.544 | 14033.676 | 2024-12-01 | BH Colorado Electric Oper Co | Regulated Electric (122) | WPC Sub 30360 DOT Tap | WPC Sub 30360 DOT Tap | 135300 | Arrester - 0-10,000 Volts: 0210100000 | 13350959 | Arrester - 0-10,000 Volts | 2015-04-01 | 2015-01-01 | 10050716
0 | 0 | 0 | 0 | 2024-12-01 | BH Colorado Electric Oper Co | Regulated Electric (122) | WPC Sub 30360 DOT Tap | WPC Sub 30360 DOT Tap | 135300 | Arrester - 69,001-146,000 Volts: 0211460000 | 9974282 | ARRESTER - 69,001-146,000 VOLTS | 1973-07-01 | 1973-07-01 | CPR Conversion
0 | 0 | 0 | 0 | 2024-12-01 | BH Colorado Electric Oper Co | Regulated Electric (122) | WPC Sub 30360 DOT Tap | WPC Sub 30360 DOT Tap | 135300 | Arrester - 69,001-146,000 Volts: 0211460000 | 9821878 | ARRESTER - 69,001-146,000 VOLTS | 1973-07-01 | 1973-07-01 | WCDXFER
2 | 4606.02 | 3137.9122 | 1468.1078 | 2024-12-01 | BH Colorado Electric Oper Co | Regulated Electric (122) | WPC Sub 30360 DOT Tap | WPC Sub 30360 DOT Tap | 135300 | Batteries, Storage: 0350000000 | 9821902 | BATTERIES, STORAGE | 1990-07-01 | 1990-07-01 | WCDXFER
0 | 0 | 0 | 0 | 2024-12-01 | BH Colorado Electric Oper Co | Regulated Electric (122) | WPC Sub 30360 DOT Tap | WPC Sub 30360 DOT Tap | 135300 | Batteries, Storage: 0350000000 | 9974281 | BATTERIES, STORAGE | 1990-07-01 | 1990-07-01 | CPR Conversion
1 | 135.42 | 92.2567 | 43.1633 | 2024-12-01 | BH Colorado Electric Oper Co | Regulated Electric (122) | WPC Sub 30360 DOT Tap | WPC Sub 30360 DOT Tap | 135300 | Battery Charger: 0300000000 | 9821873 | BATTERY CHARGER | 1990-07-01 | 1990-07-01 | WCDXFER
0 | 0 | 0 | 0 | 2024-12-01 | BH Colorado Electric Oper Co | Regulated Electric (122) | WPC Sub 30360 DOT Tap | WPC Sub 30360 DOT Tap | 135300 | Battery Charger: 0300000000 | 9974275 | BATTERY CHARGER | 1990-07-01 | 1990-07-01 | CPR Conversion
0 | 0 | 0 | 0 | 2024-12-01 | BH Colorado Electric Oper Co | Regulated Electric (122) | WPC Sub 30360 DOT Tap | WPC Sub 30360 DOT Tap | 135300 | Combo-Elec-69-170kv- <= 600amps: 7984117006 | 9822132 | COMBO-ELEC-69-170KV- <= 600AMPS | 1973-07-01 | 1973-07-01 | WCDXFER
0 | 0 | 0 | 0 | 2024-12-01 | BH Colorado Electric Oper Co | Regulated Electric (122) | WPC Sub 30360 DOT Tap | WPC Sub 30360 DOT Tap | 135300 | Combo-Elec-69-170kv- <= 600amps: 7984117006 | 9822133 | COMBO-ELEC-69-170KV- <= 600AMPS | 1977-07-01 | 1977-07-01 | WCDXFER
7 | 174956.31 | 32820.7943 | 142135.5157 | 2024-12-01 | BH Colorado Electric Oper Co | Regulated Electric (122) | WPC Sub 30360 DOT Tap | WPC Sub 30360 DOT Tap | 135300 | Combo-Elec-69-170kv- <= 600amps: 7984117006 | 13350964 | Combo-Elec-69-170kv- <= 600amps | 2015-04-01 | 2015-01-01 | 10050716
0 | 0 | 0 | 0 | 2024-12-01 | BH Colorado Electric Oper Co | Regulated Electric (122) | WPC Sub 30360 DOT Tap | WPC Sub 30360 DOT Tap | 135300 | Combo-Elec-69-170kv- <= 600amps: 7984117006 | 9974270 | COMBO-ELEC-69-170KV- <= 600AMPS | 1977-07-01 | 1977-07-01 | CPR Conversion
0 | 0 | 0 | 0 | 2024-12-01 | BH Colorado Electric Oper Co | Regulated Electric (122) | WPC Sub 30360 DOT Tap | WPC Sub 30360 DOT Tap | 135300 | Combo-Elec-69-170kv- <= 600amps: 7984117006 | 9974278 | COMBO-ELEC-69-170KV- <= 600AMPS | 1973-07-01 | 1973-07-01 | CPR Conversion
1 | 2880.07 | 2928.9105 | -48.8405 | 2024-12-01 | BH Colorado Electric Oper Co | Regulated Electric (122) | WPC Sub 30360 DOT Tap | WPC Sub 30360 DOT Tap | 135300 | Cond. Pwr Cable, Al, 251MCM-795MCM: 0773000795 | 9821907 | COND. PWR CABLE, AL, 251MCM-795MCM | 1973-07-01 | 1973-07-01 | WCDXFER
0 | 0 | 0 | 0 | 2024-12-01 | BH Colorado Electric Oper Co | Regulated Electric (122) | WPC Sub 30360 DOT Tap | WPC Sub 30360 DOT Tap | 135300 | Cond. Pwr Cable, Al, 251MCM-795MCM: 0773000795 | 9974274 | COND. PWR CABLE, AL, 251MCM-795MCM | 1973-07-01 | 1973-07-01 | CPR Conversion
410 | 554.39 | 563.7914 | -9.4014 | 2024-12-01 | BH Colorado Electric Oper Co | Regulated Electric (122) | WPC Sub 30360 DOT Tap | WPC Sub 30360 DOT Tap | 135300 | Conduit, Not Encsd Pvc Under 3": 1822102000 | 9821965 | CONDUIT, NOT ENCD-PVC-UNDR 3" | 1973-07-01 | 1973-07-01 | WCDXFER
0 | 0 | 0 | 0 | 2024-12-01 | BH Colorado Electric Oper Co | Regulated Electric (122) | WPC Sub 30360 DOT Tap | WPC Sub 30360 DOT Tap | 135300 | Conduit, Not Encsd Pvc Under 3": 1822102000 | 9974279 | CONDUIT, NOT ENCD-PVC-UNDR 3" | 1973-07-01 | 1973-07-01 | CPR Conversion
0 | 0 | 0 | 0 | 2024-12-01 | BH Colorado Electric Oper Co | Regulated Electric (122) | WPC Sub 30360 DOT Tap | WPC Sub 30360 DOT Tap | 135300 | Coupling Capacitor- 69kv: 1125069000 | 9728055 | CARR CURR EQ-COUPLING CAPACITOR 69KV | 1973-07-01 | 1973-07-01 | CPR Conversion
2 | 3216.9 | 3271.4525 | -54.5525 | 2024-12-01 | BH Colorado Electric Oper Co | Regulated Electric (122) | WPC Sub 30360 DOT Tap | WPC Sub 30360 DOT Tap | 135300 | Coupling Capacitor- 69kv: 1125069000 | 9821925 | CARR CURR EQ-COUPLING CAPACITOR 69KV | 1973-07-01 | 1973-07-01 | WCDXFER
0 | 0 | 0 | 0 | 2024-12-01 | BH Colorado Electric Oper Co | Regulated Electric (122) | WPC Sub 30360 DOT Tap | WPC Sub 30360 DOT Tap | 135300 | Estimated Additions: 0010000000 | 13207826 | THE UPGRADE OF THE 60O AMP SWITCHES CURRENTLY LOCATED AT THE DOT TAP TO 12OO AMP SWITCHES AS PART OF THE NYBERG-BOONE TRANSMISSION LINE REBUILD | 2015-04-01 | 2015-04-01 | 10050716
232 | 1712.74 | 1741.7848 | -29.0448 | 2024-12-01 | BH Colorado Electric Oper Co | Regulated Electric (122) | WPC Sub 30360 DOT Tap | WPC Sub 30360 DOT Tap | 135300 | Fence: 3220000000 | 9821979 | FENCE | 1973-07-01 | 1973-07-01 | WCDXFER
0 | 0 | 0 | 0 | 2024-12-01 | BH Colorado Electric Oper Co | Regulated Electric (122) | WPC Sub 30360 DOT Tap | WPC Sub 30360 DOT Tap | 135300 | Fence: 3220000000 | 9974277 | FENCE | 1973-07-01 | 1973-07-01 | CPR Conversion
1 | 1318.55 | 1340.9101 | -22.3601 | 2024-12-01 | BH Colorado Electric Oper Co | Regulated Electric (122) | WPC Sub 30360 DOT Tap | WPC Sub 30360 DOT Tap | 135300 | Grounding Systems, Station: 3920000000 | 9822002 | GROUNDING SYSTEMS, STATION | 1973-07-01 | 1973-07-01 | WCDXFER
0 | 0 | 0 | 0 | 2024-12-01 | BH Colorado Electric Oper Co | Regulated Electric (122) | WPC Sub 30360 DOT Tap | WPC Sub 30360 DOT Tap | 135300 | Grounding Systems, Station: 3920000000 | 9697421 | GROUNDING SYSTEMS, STATION | 1973-07-01 | 1973-07-01 | CPR Conversion
27 | 14639.89 | 2746.3589 | 11893.5311 | 2024-12-01 | BH Colorado Electric Oper Co | Regulated Electric (122) | WPC Sub 30360 DOT Tap | WPC Sub 30360 DOT Tap | 135300 | Insulator, 115KV: | 13350967 | Insulator, 115KV | 2015-04-01 | 2015-01-01 | 10050716
2 | 1723.5 | 1752.7273 | -29.2273 | 2024-12-01 | BH Colorado Electric Oper Co | Regulated Electric (122) | WPC Sub 30360 DOT Tap | WPC Sub 30360 DOT Tap | 135300 | Line Tuner: 1129000000 | 9821975 | CARR CURR EQ-LINE TUNER | 1973-07-01 | 1973-07-01 | WCDXFER
0 | 0 | 0 | 0 | 2024-12-01 | BH Colorado Electric Oper Co | Regulated Electric (122) | WPC Sub 30360 DOT Tap | WPC Sub 30360 DOT Tap | 135300 | Line Tuner: 1129000000 | 9974280 | CARR CURR EQ-LINE TUNER | 1973-07-01 | 1973-07-01 | CPR Conversion
0 | 0 | 0 | 0 | 2024-12-01 | BH Colorado Electric Oper Co | Regulated Electric (122) | WPC Sub 30360 DOT Tap | WPC Sub 30360 DOT Tap | 135300 | Low Profile Struct-Bus Support-1ph: 7841010000 | 9822093 | LOW PROFILE STRUCT-BUS SUPPORT-1PH | 1973-07-01 | 1973-07-01 | WCDXFER
0 | 0 | 0 | 0 | 2024-12-01 | BH Colorado Electric Oper Co | Regulated Electric (122) | WPC Sub 30360 DOT Tap | WPC Sub 30360 DOT Tap | 135300 | Low Profile Struct-Bus Support-1ph: 7841010000 | 9974273 | LOW PROFILE STRUCT-BUS SUPPORT-1PH | 1973-07-01 | 1973-07-01 | CPR Conversion
1 | 3944.74 | 4011.6353 | -66.8953 | 2024-12-01 | BH Colorado Electric Oper Co | Regulated Electric (122) | WPC Sub 30360 DOT Tap | WPC Sub 30360 DOT Tap | 135300 | Low Profile Structure-Foundation: 7841000000 | 9822099 | LOW PROFILE STRUCTURE-FOUNDATION | 1973-07-01 | 1973-07-01 | WCDXFER
0 | 0 | 0 | 0 | 2024-12-01 | BH Colorado Electric Oper Co | Regulated Electric (122) | WPC Sub 30360 DOT Tap | WPC Sub 30360 DOT Tap | 135300 | Low Profile Structure-Foundation: 7841000000 | 9974276 | LOW PROFILE STRUCTURE-FOUNDATION | 1973-07-01 | 1973-07-01 | CPR Conversion
1 | 1275.73 | 566.8096 | 708.9204 | 2024-12-01 | BH Colorado Electric Oper Co | Regulated Electric (122) | WPC Sub 30360 DOT Tap | WPC Sub 30360 DOT Tap | 135300 | Multiple Address Remote System: 6307000000 | 12818359 | SCADA Radio MDS 9710B | 2002-09-30 | 2002-12-01 | 50507XFER
1 | 2759.59 | 1934.5002 | 825.0898 | 2024-12-01 | BH Colorado Electric Oper Co | Regulated Electric (122) | WPC Sub 30360 DOT Tap | WPC Sub 30360 DOT Tap | 135300 | Scada Equip - Rtu: 8191130000 | 9822154 | SCADA EQUIPMENT- RTU | 1989-07-01 | 1989-07-01 | WCDXFER
0 | 0 | 0 | 0 | 2024-12-01 | BH Colorado Electric Oper Co | Regulated Electric (122) | WPC Sub 30360 DOT Tap | WPC Sub 30360 DOT Tap | 135300 | Scada Equip - Rtu: 8191130000 | 9974268 | TELEMETERING-RTU | 1993-07-01 | 1993-07-01 | CPR Conversion
0 | 0 | 0 | 0 | 2024-12-01 | BH Colorado Electric Oper Co | Regulated Electric (122) | WPC Sub 30360 DOT Tap | WPC Sub 30360 DOT Tap | 135300 | Scada Equip - Rtu: 8191130000 | 9974269 | SCADA EQUIPMENT- RTU | 1989-07-01 | 1989-07-01 | CPR Conversion
1 | 1372.17 | 853.5213 | 518.6487 | 2024-12-01 | BH Colorado Electric Oper Co | Regulated Electric (122) | WPC Sub 30360 DOT Tap | WPC Sub 30360 DOT Tap | 135300 | Scada Equip - Rtu: 8191130000 | 9822153 | TELEMETERING-RTU | 1993-07-01 | 1993-07-01 | WCDXFER
1 | 16707.99 | 3134.3225 | 13573.6675 | 2024-12-01 | BH Colorado Electric Oper Co | Regulated Electric (122) | WPC Sub 30360 DOT Tap | WPC Sub 30360 DOT Tap | 135300 | Structures-Sub Equip And Bus 115kv: | 13350970 | Structures-Sub Equip And Bus 115kv | 2015-04-01 | 2015-04-01 | 10050716
0 | 0 | 0 | 0 | 2024-12-01 | BH Colorado Electric Oper Co | Regulated Electric (122) | WPC Sub 30360 DOT Tap | WPC Sub 30360 DOT Tap | 135300 | Telemeter Eq - Receiver: 8192030000 | 9974271 | TELEMETERING EQ - RECEIVER | 1981-07-01 | 1981-07-01 | CPR Conversion
1 | 1037.04 | 890.8009 | 146.2391 | 2024-12-01 | BH Colorado Electric Oper Co | Regulated Electric (122) | WPC Sub 30360 DOT Tap | WPC Sub 30360 DOT Tap | 135300 | Telemeter Eq - Receiver: 8192030000 | 9822142 | TELEMETERING EQ - RECEIVER | 1981-07-01 | 1981-07-01 | WCDXFER
0 | 421.89 | 429.0445 | -7.1545 | 2024-12-01 | BH Colorado Electric Oper Co | Regulated Electric (122) | WPC Sub 30360 DOT Tap | WPC Sub 30360 DOT Tap | 135300 | Telemeter Eq - Transmit/Receive: 8192060000 | 9822166 | TELEMETER EQ-TRANSMIT/RECEIVE COMBO | 1973-07-01 | 1973-07-01 | WCDXFER
0 | 0 | 0 | 0 | 2024-12-01 | BH Colorado Electric Oper Co | Regulated Electric (122) | WPC Sub 30360 DOT Tap | WPC Sub 30360 DOT Tap | 135300 | Telemeter Eq - Transmit/Receive: 8192060000 | 9974272 | TELEMETER EQ-TRANSMIT/RECEIVE COMBO | 1973-07-01 | 1973-07-01 | CPR Conversion
1 | 5647.96 | 2537.1619 | 3110.7981 | 2024-12-01 | BH Colorado Electric Oper Co | Regulated Electric (122) | WPC Sub 30385 Midway #1 PSCO | WPC Sub 30385 Midway #1 PSCO | 135200 | Yard Lighting Systems: 7700900000 | 9861026 | YARD LIGHTING SYSTEMS | 1996-07-01 | 1996-07-01 | CPR Conversion
0 | 0 | 0 | 0 | 2024-12-01 | BH Colorado Electric Oper Co | Regulated Electric (122) | WPC Sub 30385 Midway #1 PSCO | WPC Sub 30385 Midway #1 PSCO | 135300 | Airbrk-Elec-1ph 0-15000v-<=600amp: 7981101506 | 9974331 | AIRBREAK-1PH-ELEC-0-15000V-<=600AMPS | 1966-07-01 | 1966-07-01 | CPR Conversion
2 | 64.77 | 68.3632 | -3.5932 | 2024-12-01 | BH Colorado Electric Oper Co | Regulated Electric (122) | WPC Sub 30385 Midway #1 PSCO | WPC Sub 30385 Midway #1 PSCO | 135300 | Airbrk-Elec-1ph 0-15000v-<=600amp: 7981101506 | 9822112 | AIRBREAK-1PH-ELEC-0-15000V-<=600AMPS | 1966-07-01 | 1966-07-01 | WCDXFER
3 | 8921.85 | 5021.0629 | 3900.7871 | 2024-12-01 | BH Colorado Electric Oper Co | Regulated Electric (122) | WPC Sub 30385 Midway #1 PSCO | WPC Sub 30385 Midway #1 PSCO | 135300 | Arrester - 69,001-146,000 Volts: 0211460000 | 9821877 | ARRESTER - 69,001-146,000 VOLTS | 1996-07-01 | 1996-07-01 | WCDXFER
0 | 0 | 0 | 0 | 2024-12-01 | BH Colorado Electric Oper Co | Regulated Electric (122) | WPC Sub 30385 Midway #1 PSCO | WPC Sub 30385 Midway #1 PSCO | 135300 | Arrester - 69,001-146,000 Volts: 0211460000 | 9861015 | ARRESTER - 69,001-146,000 VOLTS | 1996-07-01 | 1996-07-01 | CPR Conversion
1 | 621.81 | 656.6829 | -34.8729 | 2024-12-01 | BH Colorado Electric Oper Co | Regulated Electric (122) | WPC Sub 30385 Midway #1 PSCO | WPC Sub 30385 Midway #1 PSCO | 135300 | Batteries, Storage: 0350000000 | 9821901 | BATTERIES, STORAGE | 1965-07-01 | 1965-07-01 | WCDXFER
0 | 0 | 0 | 0 | 2024-12-01 | BH Colorado Electric Oper Co | Regulated Electric (122) | WPC Sub 30385 Midway #1 PSCO | WPC Sub 30385 Midway #1 PSCO | 135300 | Batteries, Storage: 0350000000 | 9974267 | BATTERIES, STORAGE | 1965-07-01 | 1965-07-01 | CPR Conversion
1 | 839.46 | 886.5394 | -47.0794 | 2024-12-01 | BH Colorado Electric Oper Co | Regulated Electric (122) | WPC Sub 30385 Midway #1 PSCO | WPC Sub 30385 Midway #1 PSCO | 135300 | Battery Charger: 0300000000 | 9821872 | BATTERY CHARGER | 1965-07-01 | 1965-07-01 | WCDXFER
0 | 0 | 0 | 0 | 2024-12-01 | BH Colorado Electric Oper Co | Regulated Electric (122) | WPC Sub 30385 Midway #1 PSCO | WPC Sub 30385 Midway #1 PSCO | 135300 | Battery Charger: 0300000000 | 9974266 | BATTERY CHARGER | 1965-07-01 | 1965-07-01 | CPR Conversion
0 | 0 | 0 | 0 | 2024-12-01 | BH Colorado Electric Oper Co | Regulated Electric (122) | WPC Sub 30385 Midway #1 PSCO | WPC Sub 30385 Midway #1 PSCO | 135300 | Breaker, Oil - 161 Kv: 6213161000 | 9724138 | OIL - 161 KV | 1969-07-01 | 1969-07-01 | CPR Conversion
1 | 47321.63 | 49860.7714 | -2539.1414 | 2024-12-01 | BH Colorado Electric Oper Co | Regulated Electric (122) | WPC Sub 30385 Midway #1 PSCO | WPC Sub 30385 Midway #1 PSCO | 135300 | Breaker, Oil - 161 Kv: 6213161000 | 9822079 | OIL - 161 KV | 1969-07-01 | 1969-07-01 | WCDXFER
1 | 46626.92 | 12429.8635 | 34197.0565 | 2024-12-01 | BH Colorado Electric Oper Co | Regulated Electric (122) | WPC Sub 30385 Midway #1 PSCO | WPC Sub 30385 Midway #1 PSCO | 135300 | Cntl Cbl - Swtchbrd.,Swtchgr.: 1960000000 | 11545529 | SWITCHGEAR: CUB. 2R DOOR | 2011-09-23 | 2012-01-01 | 10040949
0 | 0 | 0 | 0 | 2024-12-01 | BH Colorado Electric Oper Co | Regulated Electric (122) | WPC Sub 30385 Midway #1 PSCO | WPC Sub 30385 Midway #1 PSCO | 135300 | Combo-Elec-69-170kv- <= 600amps: 7984117006 | 9974329 | SWITCH,COMBO,ELEC,69001-170K, | 1969-07-01 | 1969-07-01 | CPR Conversion
2 | 7976.8 | 8404.812 | -428.012 | 2024-12-01 | BH Colorado Electric Oper Co | Regulated Electric (122) | WPC Sub 30385 Midway #1 PSCO | WPC Sub 30385 Midway #1 PSCO | 135300 | Combo-Elec-69-170kv- <= 600amps: 7984117006 | 9822130 | SWITCH,COMBO,ELEC,69001-170K, | 1969-07-01 | 1969-07-01 | WCDXFER
1 | 5399.37 | 5698.907 | -299.537 | 2024-12-01 | BH Colorado Electric Oper Co | Regulated Electric (122) | WPC Sub 30385 Midway #1 PSCO | WPC Sub 30385 Midway #1 PSCO | 135300 | Combo-Elec-69-170kv- <= 600amps: 7984117006 | 9822131 | COMBO-ELEC-69-170KV- <= 600AMPS | 1966-07-01 | 1966-07-01 | WCDXFER
0 | 0 | 0 | 0 | 2024-12-01 | BH Colorado Electric Oper Co | Regulated Electric (122) | WPC Sub 30385 Midway #1 PSCO | WPC Sub 30385 Midway #1 PSCO | 135300 | Combo-Elec-69-170kv- <= 600amps: 7984117006 | 9974330 | COMBO-ELEC-69-170KV- <= 600AMPS | 1966-07-01 | 1966-07-01 | CPR Conversion
500 | 4637.81 | 320.536 | 4317.274 | 2024-12-01 | BH Colorado Electric Oper Co | Regulated Electric (122) | WPC Sub 30385 Midway #1 PSCO | WPC Sub 30385 Midway #1 PSCO | 135300 | Communication Cables: | 35766440 | Multi-Mode Fiber between WAPA & PSCO Bdgs | 2021-12-16 | 2022-01-01 | 10078567
1 | 33651.32 | 8970.8116 | 24680.5084 | 2024-12-01 | BH Colorado Electric Oper Co | Regulated Electric (122) | WPC Sub 30385 Midway #1 PSCO | WPC Sub 30385 Midway #1 PSCO | 135300 | Communications - JMUX Equip: | 11545521 | Communications - JMUX Equip | 2011-09-23 | 2012-01-01 | 10040949
0 | 0 | 0 | 0 | 2024-12-01 | BH Colorado Electric Oper Co | Regulated Electric (122) | WPC Sub 30385 Midway #1 PSCO | WPC Sub 30385 Midway #1 PSCO | 135300 | Cond. Control Cable, Other: 0772000000 | 9861016 | COND. CONTROL CABLE-COPPER, OTHER | 1996-07-01 | 1996-07-01 | CPR Conversion
1299 | 22709.16 | 12780.3226 | 9928.8374 | 2024-12-01 | BH Colorado Electric Oper Co | Regulated Electric (122) | WPC Sub 30385 Midway #1 PSCO | WPC Sub 30385 Midway #1 PSCO | 135300 | Cond. Control Cable, Other: 0772000000 | 9821888 | COND. CONTROL CABLE-COPPER, OTHER | 1996-07-01 | 1996-07-01 | WCDXFER
0 | 0 | 0 | 0 | 2024-12-01 | BH Colorado Electric Oper Co | Regulated Electric (122) | WPC Sub 30385 Midway #1 PSCO | WPC Sub 30385 Midway #1 PSCO | 135300 | Cond. Pwr Cable, Al, Other: 0773000000 | 9708792 | COND. PWR CABLE, AL, OTHER | 1996-07-01 | 1996-07-01 | CPR Conversion
1 | 7434.88 | 4184.2219 | 3250.6581 | 2024-12-01 | BH Colorado Electric Oper Co | Regulated Electric (122) | WPC Sub 30385 Midway #1 PSCO | WPC Sub 30385 Midway #1 PSCO | 135300 | Cond. Pwr Cable, Al, Other: 0773000000 | 9821917 | COND. PWR CABLE, AL, OTHER | 1996-07-01 | 1996-07-01 | WCDXFER
60 | 855.15 | 481.2636 | 373.8864 | 2024-12-01 | BH Colorado Electric Oper Co | Regulated Electric (122) | WPC Sub 30385 Midway #1 PSCO | WPC Sub 30385 Midway #1 PSCO | 135300 | Conduit, Not Encsd Pvc 3"-4": 1822104000 | 9821961 | CONDUIT-NOT ENCD, PVC-3"-4" | 1996-07-01 | 1996-07-01 | WCDXFER
0 | 0 | 0 | 0 | 2024-12-01 | BH Colorado Electric Oper Co | Regulated Electric (122) | WPC Sub 30385 Midway #1 PSCO | WPC Sub 30385 Midway #1 PSCO | 135300 | Conduit, Not Encsd Pvc 3"-4": 1822104000 | 9861029 | CONDUIT-NOT ENCD, PVC-3"-4" | 1996-07-01 | 1996-07-01 | CPR Conversion
80 | 106.69 | 60.0433 | 46.6467 | 2024-12-01 | BH Colorado Electric Oper Co | Regulated Electric (122) | WPC Sub 30385 Midway #1 PSCO | WPC Sub 30385 Midway #1 PSCO | 135300 | Conduit, Not Encsd Pvc Under 3": 1822102000 | 9821964 | CONDUIT, NOT ENCD-PVC-UNDR 3" | 1996-07-01 | 1996-07-01 | WCDXFER
0 | 0 | 0 | 0 | 2024-12-01 | BH Colorado Electric Oper Co | Regulated Electric (122) | WPC Sub 30385 Midway #1 PSCO | WPC Sub 30385 Midway #1 PSCO | 135300 | Conduit, Not Encsd Pvc Under 3": 1822102000 | 9718338 | CONDUIT, NOT ENCD-PVC-UNDR 3" | 1996-07-01 | 1996-07-01 | CPR Conversion
20 | 298.24 | 167.8443 | 130.3957 | 2024-12-01 | BH Colorado Electric Oper Co | Regulated Electric (122) | WPC Sub 30385 Midway #1 PSCO | WPC Sub 30385 Midway #1 PSCO | 135300 | Conduit, Not Encsd Steel 3"-4": 1822204000 | 9821989 | CONDUIT-NOT ENCD, STL-3"-4" | 1996-07-01 | 1996-07-01 | WCDXFER
0 | 0 | 0 | 0 | 2024-12-01 | BH Colorado Electric Oper Co | Regulated Electric (122) | WPC Sub 30385 Midway #1 PSCO | WPC Sub 30385 Midway #1 PSCO | 135300 | Conduit, Not Encsd Steel 3"-4": 1822204000 | 9691016 | CONDUIT-NOT ENCD, STL-3"-4" | 1996-07-01 | 1996-07-01 | CPR Conversion
150 | 441.16 | 248.2772 | 192.8828 | 2024-12-01 | BH Colorado Electric Oper Co | Regulated Electric (122) | WPC Sub 30385 Midway #1 PSCO | WPC Sub 30385 Midway #1 PSCO | 135300 | Conduit, Not Encsd Steel Undr 3": 1822202000 | 9821993 | CONDUIT, NOT ENCD-STL-UNDR 3" | 1996-07-01 | 1996-07-01 | WCDXFER
0 | 0 | 0 | 0 | 2024-12-01 | BH Colorado Electric Oper Co | Regulated Electric (122) | WPC Sub 30385 Midway #1 PSCO | WPC Sub 30385 Midway #1 PSCO | 135300 | Conduit, Not Encsd Steel Undr 3": 1822202000 | 9861028 | CONDUIT, NOT ENCD-STL-UNDR 3" | 1996-07-01 | 1996-07-01 | CPR Conversion
0 | 0 | 0 | 0 | 2024-12-01 | BH Colorado Electric Oper Co | Regulated Electric (122) | WPC Sub 30385 Midway #1 PSCO | WPC Sub 30385 Midway #1 PSCO | 135300 | Coupling Capacitor: 1125000000 | 9974265 | CARR CURR EQ-COUPLING CAPACITOR 161KV | 1965-07-01 | 1965-07-01 | CPR Conversion
1 | 4872.35 | 5130.8317 | -258.4817 | 2024-12-01 | BH Colorado Electric Oper Co | Regulated Electric (122) | WPC Sub 30385 Midway #1 PSCO | WPC Sub 30385 Midway #1 PSCO | 135300 | Coupling Capacitor: 1125000000 | 9821956 | CARR CURR EQ-COUPLING CAPACITOR 161KV | 1970-07-01 | 1970-07-01 | WCDXFER
0 | 0 | 0 | 0 | 2024-12-01 | BH Colorado Electric Oper Co | Regulated Electric (122) | WPC Sub 30385 Midway #1 PSCO | WPC Sub 30385 Midway #1 PSCO | 135300 | Coupling Capacitor: 1125000000 | 9974264 | CARR CURR EQ-CPLNG CAP-161KV | 1978-07-01 | 1978-07-01 | CPR Conversion
1 | 3000 | 2754.6732 | 245.3268 | 2024-12-01 | BH Colorado Electric Oper Co | Regulated Electric (122) | WPC Sub 30385 Midway #1 PSCO | WPC Sub 30385 Midway #1 PSCO | 135300 | Coupling Capacitor: 1125000000 | 9821954 | CARR CURR EQ-CPLNG CAP-161KV | 1978-07-01 | 1978-07-01 | WCDXFER
1 | 1465.62 | 1547.8163 | -82.1963 | 2024-12-01 | BH Colorado Electric Oper Co | Regulated Electric (122) | WPC Sub 30385 Midway #1 PSCO | WPC Sub 30385 Midway #1 PSCO | 135300 | Coupling Capacitor: 1125000000 | 9821955 | CARR CURR EQ-COUPLING CAPACITOR 161KV | 1965-07-01 | 1965-07-01 | WCDXFER
0 | 0 | 0 | 0 | 2024-12-01 | BH Colorado Electric Oper Co | Regulated Electric (122) | WPC Sub 30385 Midway #1 PSCO | WPC Sub 30385 Midway #1 PSCO | 135300 | Coupling Capacitor: 1125000000 | 9974258 | CARR CURR EQ-COUPLING CAPACITOR 161KV | 1970-07-01 | 1970-07-01 | CPR Conversion
0 | 0 | 0 | 0 | 2024-12-01 | BH Colorado Electric Oper Co | Regulated Electric (122) | WPC Sub 30385 Midway #1 PSCO | WPC Sub 30385 Midway #1 PSCO | 135300 | Estimated Additions: 0010000000 | 11248400 | MIDWAY SUB-RELAY UPGRADE 12-06-2010 GC | 2011-09-23 | 2012-01-01 | 10040949
0 | 0 | 0 | 0 | 2024-12-01 | BH Colorado Electric Oper Co | Regulated Electric (122) | WPC Sub 30385 Midway #1 PSCO | WPC Sub 30385 Midway #1 PSCO | 135300 | Estimated Additions: 0010000000 | 34823026 | Fiber inside Midway Substation (XCEL/WAPA owned), North of Pueblo, to be completely replaced due to mouse damage. Will require termination at both ends to be put in service. | 2021-12-16 | 2022-01-01 | 10078567
1 | 91.17 | 96.0619 | -4.8919 | 2024-12-01 | BH Colorado Electric Oper Co | Regulated Electric (122) | WPC Sub 30385 Midway #1 PSCO | WPC Sub 30385 Midway #1 PSCO | 135300 | Foundation: 6210000000 | 9822059 | FOUNDATION | 1969-07-01 | 1969-07-01 | WCDXFER
0 | 0 | 0 | 0 | 2024-12-01 | BH Colorado Electric Oper Co | Regulated Electric (122) | WPC Sub 30385 Midway #1 PSCO | WPC Sub 30385 Midway #1 PSCO | 135300 | Foundation: 6210000000 | 9974252 | FOUNDATION | 1969-07-01 | 1969-07-01 | CPR Conversion
0 | 0 | 0 | 0 | 2024-12-01 | BH Colorado Electric Oper Co | Regulated Electric (122) | WPC Sub 30385 Midway #1 PSCO | WPC Sub 30385 Midway #1 PSCO | 135300 | Grounding Systems, Station: 3920000000 | 9974251 | GROUNDING SYSTEMS, STATION | 1966-07-01 | 1966-07-01 | CPR Conversion
1 | 89.47 | 94.4335 | -4.9635 | 2024-12-01 | BH Colorado Electric Oper Co | Regulated Electric (122) | WPC Sub 30385 Midway #1 PSCO | WPC Sub 30385 Midway #1 PSCO | 135300 | Grounding Systems, Station: 3920000000 | 9822001 | GROUNDING SYSTEMS, STATION | 1966-07-01 | 1966-07-01 | WCDXFER
0 | 39.74 | 41.8482 | -2.1082 | 2024-12-01 | BH Colorado Electric Oper Co | Regulated Electric (122) | WPC Sub 30385 Midway #1 PSCO | WPC Sub 30385 Midway #1 PSCO | 135300 | Grounding Systems, Station: 3920000000 | 9822000 | STATION GROUNDING SYSTEMS | 1970-07-01 | 1970-07-01 | WCDXFER
0 | 0 | 0 | 0 | 2024-12-01 | BH Colorado Electric Oper Co | Regulated Electric (122) | WPC Sub 30385 Midway #1 PSCO | WPC Sub 30385 Midway #1 PSCO | 135300 | Grounding Systems, Station: 3920000000 | 9974250 | STATION GROUNDING SYSTEMS | 1970-07-01 | 1970-07-01 | CPR Conversion
3 | 22.41 | 12.612 | 9.798 | 2024-12-01 | BH Colorado Electric Oper Co | Regulated Electric (122) | WPC Sub 30385 Midway #1 PSCO | WPC Sub 30385 Midway #1 PSCO | 135300 | Insulators-Pin & Cap-15kv: 4271015000 | 9822031 | INSULATORS-PIN & CAP-15KV | 1996-07-01 | 1996-07-01 | WCDXFER
0 | 0 | 0 | 0 | 2024-12-01 | BH Colorado Electric Oper Co | Regulated Electric (122) | WPC Sub 30385 Midway #1 PSCO | WPC Sub 30385 Midway #1 PSCO | 135300 | Insulators-Pin & Cap-15kv: 4271015000 | 9861027 | INSULATORS-PIN & CAP-15KV | 1996-07-01 | 1996-07-01 | CPR Conversion
0 | 0 | 0 | 0 | 2024-12-01 | BH Colorado Electric Oper Co | Regulated Electric (122) | WPC Sub 30385 Midway #1 PSCO | WPC Sub 30385 Midway #1 PSCO | 135300 | Laboratory Fixtures: 4411500000 | 9974328 | LABORATORY FIXTURES | 1965-07-01 | 1965-07-01 | CPR Conversion
0 | 0 | 0 | 0 | 2024-12-01 | BH Colorado Electric Oper Co | Regulated Electric (122) | WPC Sub 30385 Midway #1 PSCO | WPC Sub 30385 Midway #1 PSCO | 135300 | Laboratory Fixtures: 4411500000 | 9822027 | LABORATORY FIXTURES | 1965-07-01 | 1965-07-01 | WCDXFER
1 | 654.13 | 690.4187 | -36.2887 | 2024-12-01 | BH Colorado Electric Oper Co | Regulated Electric (122) | WPC Sub 30385 Midway #1 PSCO | WPC Sub 30385 Midway #1 PSCO | 135300 | Line Tuner: 1129000000 | 9821972 | CARR CURR EQ-LINE TUNER | 1966-07-01 | 1966-07-01 | WCDXFER
1 | 7434.88 | 4184.2219 | 3250.6581 | 2024-12-01 | BH Colorado Electric Oper Co | Regulated Electric (122) | WPC Sub 30385 Midway #1 PSCO | WPC Sub 30385 Midway #1 PSCO | 135300 | Line Tuner: 1129000000 | 9821974 | CARR CURR EQ-LINE TUNER | 1996-07-01 | 1996-07-01 | WCDXFER
0 | 0 | 0 | 0 | 2024-12-01 | BH Colorado Electric Oper Co | Regulated Electric (122) | WPC Sub 30385 Midway #1 PSCO | WPC Sub 30385 Midway #1 PSCO | 135300 | Line Tuner: 1129000000 | 9695991 | CARR CURR EQ-LINE TUNER | 1996-07-01 | 1996-07-01 | CPR Conversion
0 | 0 | 0 | 0 | 2024-12-01 | BH Colorado Electric Oper Co | Regulated Electric (122) | WPC Sub 30385 Midway #1 PSCO | WPC Sub 30385 Midway #1 PSCO | 135300 | Line Tuner: 1129000000 | 9974256 | CARR CURR EQ-LINE TUNER | 1972-07-01 | 1972-07-01 | CPR Conversion
0 | 0 | 0 | 0 | 2024-12-01 | BH Colorado Electric Oper Co | Regulated Electric (122) | WPC Sub 30385 Midway #1 PSCO | WPC Sub 30385 Midway #1 PSCO | 135300 | Line Tuner: 1129000000 | 9974261 | CARR CURR EQ-LINE TUNER | 1966-07-01 | 1966-07-01 | CPR Conversion
1 | 1839.01 | 1906.5112 | -67.5012 | 2024-12-01 | BH Colorado Electric Oper Co | Regulated Electric (122) | WPC Sub 30385 Midway #1 PSCO | WPC Sub 30385 Midway #1 PSCO | 135300 | Line Tuner: 1129000000 | 9821973 | CARR CURR EQ-LINE TUNER | 1972-07-01 | 1972-07-01 | WCDXFER
0 | 0 | 0 | 0 | 2024-12-01 | BH Colorado Electric Oper Co | Regulated Electric (122) | WPC Sub 30385 Midway #1 PSCO | WPC Sub 30385 Midway #1 PSCO | 135300 | Low Prof- Switch Stand - High: 7841080000 | 9974334 | LOW PROF- SWITCH STAND - HIGH | 1966-07-01 | 1966-07-01 | CPR Conversion
1 | 925.6 | 976.9489 | -51.3489 | 2024-12-01 | BH Colorado Electric Oper Co | Regulated Electric (122) | WPC Sub 30385 Midway #1 PSCO | WPC Sub 30385 Midway #1 PSCO | 135300 | Low Prof- Switch Stand - High: 7841080000 | 9822118 | LOW PROF- SWITCH STAND - HIGH | 1966-07-01 | 1966-07-01 | WCDXFER
1 | 4310.52 | 4549.6517 | -239.1317 | 2024-12-01 | BH Colorado Electric Oper Co | Regulated Electric (122) | WPC Sub 30385 Midway #1 PSCO | WPC Sub 30385 Midway #1 PSCO | 135300 | Low Profile Struct-Bus Support-1ph: 7841010000 | 9822092 | LOW PROFILE STRUCT-BUS SUPPORT-1PH | 1966-07-01 | 1966-07-01 | WCDXFER
0 | 0 | 0 | 0 | 2024-12-01 | BH Colorado Electric Oper Co | Regulated Electric (122) | WPC Sub 30385 Midway #1 PSCO | WPC Sub 30385 Midway #1 PSCO | 135300 | Low Profile Struct-Bus Support-1ph: 7841010000 | 9974336 | LOW PROFILE STRUCT-BUS SUPPORT-1PH | 1966-07-01 | 1966-07-01 | CPR Conversion
1 | 3908.19 | 1504.8948 | 2403.2952 | 2024-12-01 | BH Colorado Electric Oper Co | Regulated Electric (122) | WPC Sub 30385 Midway #1 PSCO | WPC Sub 30385 Midway #1 PSCO | 135300 | Multiple Address Remote System: 6307000000 | 12818183 | MULTIPLE ADDRESS REMOTE SYSTEM | 2005-05-11 | 2005-05-01 | 50507XFER
1 | 29040.27 | 7741.5921 | 21298.6779 | 2024-12-01 | BH Colorado Electric Oper Co | Regulated Electric (122) | WPC Sub 30385 Midway #1 PSCO | WPC Sub 30385 Midway #1 PSCO | 135300 | Other Cable (FIBER OPTIC): 0834100000 | 11545526 | Other Cable (FIBER OPTIC) | 2011-09-23 | 2012-01-01 | 10040949
3 | 1645.92 | 1733.2373 | -87.3173 | 2024-12-01 | BH Colorado Electric Oper Co | Regulated Electric (122) | WPC Sub 30385 Midway #1 PSCO | WPC Sub 30385 Midway #1 PSCO | 135300 | Other Low Profile Structure: 7841990000 | 9822115 | OTHER LOW PROFILE STRUCTURE | 1970-07-01 | 1970-07-01 | WCDXFER
0 | 0 | 0 | 0 | 2024-12-01 | BH Colorado Electric Oper Co | Regulated Electric (122) | WPC Sub 30385 Midway #1 PSCO | WPC Sub 30385 Midway #1 PSCO | 135300 | Other Low Profile Structure: 7841990000 | 9974335 | OTHER LOW PROFILE STRUCTURE | 1970-07-01 | 1970-07-01 | CPR Conversion
0 | 0 | 0 | 0 | 2024-12-01 | BH Colorado Electric Oper Co | Regulated Electric (122) | WPC Sub 30385 Midway #1 PSCO | WPC Sub 30385 Midway #1 PSCO | 135300 | Panel - Combo Capacitor/Cb Cntrl : 5950700000 | 9822047 | COMBO CAPACITOR/CRCT BKR CTRL PANEL | 1996-07-01 | 1996-07-01 | WCDXFER
0 | 0 | 0 | 0 | 2024-12-01 | BH Colorado Electric Oper Co | Regulated Electric (122) | WPC Sub 30385 Midway #1 PSCO | WPC Sub 30385 Midway #1 PSCO | 135300 | Panel - Combo Capacitor/Cb Cntrl : 5950700000 | 9861022 | COMBO CAPACITOR/CRCT BKR CTRL PANEL | 1996-07-01 | 1996-07-01 | CPR Conversion
1 | 403807.7 | 227255.9917 | 176551.7083 | 2024-12-01 | BH Colorado Electric Oper Co | Regulated Electric (122) | WPC Sub 30385 Midway #1 PSCO | WPC Sub 30385 Midway #1 PSCO | 135300 | Panel - Line: 5950300000 | 9822024 | LINE PANEL | 1996-07-01 | 1996-07-01 | WCDXFER
0 | 0 | 0 | 0 | 2024-12-01 | BH Colorado Electric Oper Co | Regulated Electric (122) | WPC Sub 30385 Midway #1 PSCO | WPC Sub 30385 Midway #1 PSCO | 135300 | Panel - Line: 5950300000 | 9861024 | LINE PANEL | 1996-07-01 | 1996-07-01 | CPR Conversion
0 | 0 | 0 | 0 | 2024-12-01 | BH Colorado Electric Oper Co | Regulated Electric (122) | WPC Sub 30385 Midway #1 PSCO | WPC Sub 30385 Midway #1 PSCO | 135300 | Panel - Sectionalizing: 5950800000 | 9822046 | PANELS-SECTIONALIZING PANEL | 1969-07-01 | 1969-07-01 | WCDXFER
0 | 0 | 0 | 0 | 2024-12-01 | BH Colorado Electric Oper Co | Regulated Electric (122) | WPC Sub 30385 Midway #1 PSCO | WPC Sub 30385 Midway #1 PSCO | 135300 | Panel - Sectionalizing: 5950800000 | 9822045 | SECTIONALIZING PANEL | 1965-07-01 | 1965-07-01 | WCDXFER
0 | 0 | 0 | 0 | 2024-12-01 | BH Colorado Electric Oper Co | Regulated Electric (122) | WPC Sub 30385 Midway #1 PSCO | WPC Sub 30385 Midway #1 PSCO | 135300 | Panel - Sectionalizing: 5950800000 | 9974253 | PANELS-SECTIONALIZING PANEL | 1969-07-01 | 1969-07-01 | CPR Conversion
0 | 0 | 0 | 0 | 2024-12-01 | BH Colorado Electric Oper Co | Regulated Electric (122) | WPC Sub 30385 Midway #1 PSCO | WPC Sub 30385 Midway #1 PSCO | 135300 | Panel - Sectionalizing: 5950800000 | 9974254 | SECTIONALIZING PANEL | 1965-07-01 | 1965-07-01 | CPR Conversion
6 | 209983.81 | 39391.7511 | 170592.0589 | 2024-12-01 | BH Colorado Electric Oper Co | Regulated Electric (122) | WPC Sub 30385 Midway #1 PSCO | WPC Sub 30385 Midway #1 PSCO | 135300 | Pnls,Instr,Gauge,Relay&Control-Othr: 5959800000 | 13776656 | RELAY: 2 HINGED PANEL 4 RELAYS | 2015-04-30 | 2015-04-01 | 10049752
1 | 31606.71 | 8425.7569 | 23180.9531 | 2024-12-01 | BH Colorado Electric Oper Co | Regulated Electric (122) | WPC Sub 30385 Midway #1 PSCO | WPC Sub 30385 Midway #1 PSCO | 135300 | Relay - Aux: | 11545532 | Relay - Aux | 2011-09-23 | 2012-01-01 | 10040949
1 | 22836.35 | 17361.3424 | 5475.0076 | 2024-12-01 | BH Colorado Electric Oper Co | Regulated Electric (122) | WPC Sub 30385 Midway #1 PSCO | WPC Sub 30385 Midway #1 PSCO | 135300 | Scada Equip - Rtu: 8191130000 | 9822151 | SCADA EQUIPMENT- RTU | 1986-07-01 | 1986-07-01 | WCDXFER
1 | 17063.61 | 9603.1047 | 7460.5053 | 2024-12-01 | BH Colorado Electric Oper Co | Regulated Electric (122) | WPC Sub 30385 Midway #1 PSCO | WPC Sub 30385 Midway #1 PSCO | 135300 | Scada Equip - Rtu: 8191130000 | 9822152 | SCADA EQUIPMENT- RTU | 1996-07-01 | 1996-07-01 | WCDXFER
0 | 0 | 0 | 0 | 2024-12-01 | BH Colorado Electric Oper Co | Regulated Electric (122) | WPC Sub 30385 Midway #1 PSCO | WPC Sub 30385 Midway #1 PSCO | 135300 | Scada Equip - Rtu: 8191130000 | 9724142 | SCADA EQUIPMENT- RTU | 1986-07-01 | 1986-07-01 | CPR Conversion
0 | 7162.84 | 5162.6654 | 2000.1746 | 2024-12-01 | BH Colorado Electric Oper Co | Regulated Electric (122) | WPC Sub 30385 Midway #1 PSCO | WPC Sub 30385 Midway #1 PSCO | 135300 | Scada Equip - Rtu: 8191130000 | 9822150 | TELEMETERING-RTU | 1988-07-01 | 1988-07-01 | WCDXFER
0 | 0 | 0 | 0 | 2024-12-01 | BH Colorado Electric Oper Co | Regulated Electric (122) | WPC Sub 30385 Midway #1 PSCO | WPC Sub 30385 Midway #1 PSCO | 135300 | Scada Equip - Rtu: 8191130000 | 9861025 | SCADA EQUIPMENT- RTU | 1996-07-01 | 1996-07-01 | CPR Conversion
0 | 0 | 0 | 0 | 2024-12-01 | BH Colorado Electric Oper Co | Regulated Electric (122) | WPC Sub 30385 Midway #1 PSCO | WPC Sub 30385 Midway #1 PSCO | 135300 | Scada Equip - Rtu: 8191130000 | 9974333 | TELEMETERING-RTU | 1988-07-01 | 1988-07-01 | CPR Conversion
1 | 5750.03 | 4144.373 | 1605.657 | 2024-12-01 | BH Colorado Electric Oper Co | Regulated Electric (122) | WPC Sub 30385 Midway #1 PSCO | WPC Sub 30385 Midway #1 PSCO | 135300 | Scada Equip - Transducer: 8191030000 | 9822123 | SCADA EQUIPMENT- TRANSDUCER | 1988-07-01 | 1988-07-01 | WCDXFER
0 | 0 | 0 | 0 | 2024-12-01 | BH Colorado Electric Oper Co | Regulated Electric (122) | WPC Sub 30385 Midway #1 PSCO | WPC Sub 30385 Midway #1 PSCO | 135300 | Scada Equip - Transducer: 8191030000 | 9974332 | SCADA EQUIPMENT- TRANSDUCER | 1988-07-01 | 1988-07-01 | CPR Conversion
30 | 1367.95 | 769.8586 | 598.0914 | 2024-12-01 | BH Colorado Electric Oper Co | Regulated Electric (122) | WPC Sub 30385 Midway #1 PSCO | WPC Sub 30385 Midway #1 PSCO | 135300 | Suspension Insulators: 4273000000 | 9822028 | SUSPENSION INSULATORS | 1996-07-01 | 1996-07-01 | WCDXFER
0 | 0 | 0 | 0 | 2024-12-01 | BH Colorado Electric Oper Co | Regulated Electric (122) | WPC Sub 30385 Midway #1 PSCO | WPC Sub 30385 Midway #1 PSCO | 135300 | Suspension Insulators: 4273000000 | 9699729 | SUSPENSION INSULATORS | 1996-07-01 | 1996-07-01 | CPR Conversion
1 | 400 | 367.2898 | 32.7102 | 2024-12-01 | BH Colorado Electric Oper Co | Regulated Electric (122) | WPC Sub 30385 Midway #1 PSCO | WPC Sub 30385 Midway #1 PSCO | 135300 | Transmitter/Receiver Combined: 1123000000 | 9821936 | CARR CURR EQ-TRAN/REC COMB | 1978-07-01 | 1978-07-01 | WCDXFER
3 | 47508.85 | 26737.1594 | 20771.6906 | 2024-12-01 | BH Colorado Electric Oper Co | Regulated Electric (122) | WPC Sub 30385 Midway #1 PSCO | WPC Sub 30385 Midway #1 PSCO | 135300 | Transmitter/Receiver Combined: 1123000000 | 9821935 | CARR CURR EQ-TRANS/REC COMBINED | 1996-07-01 | 1996-07-01 | WCDXFER
1 | 14449.43 | 14979.7989 | -530.3689 | 2024-12-01 | BH Colorado Electric Oper Co | Regulated Electric (122) | WPC Sub 30385 Midway #1 PSCO | WPC Sub 30385 Midway #1 PSCO | 135300 | Transmitter/Receiver Combined: 1123000000 | 9821934 | CARR CURR EQ-TRANS/REC COMBINED | 1972-07-01 | 1972-07-01 | WCDXFER
1 | 14945.87 | 15784.0782 | -838.2082 | 2024-12-01 | BH Colorado Electric Oper Co | Regulated Electric (122) | WPC Sub 30385 Midway #1 PSCO | WPC Sub 30385 Midway #1 PSCO | 135300 | Transmitter/Receiver Combined: 1123000000 | 9821932 | CARR CURR EQ-TRANS/REC COMBINED | 1965-07-01 | 1965-07-01 | WCDXFER
0 | 0 | 0 | 0 | 2024-12-01 | BH Colorado Electric Oper Co | Regulated Electric (122) | WPC Sub 30385 Midway #1 PSCO | WPC Sub 30385 Midway #1 PSCO | 135300 | Transmitter/Receiver Combined: 1123000000 | 9974263 | CARR CURR EQ-TRANS/REC COMBINED | 1965-07-01 | 1965-07-01 | CPR Conversion
1 | 635.85 | 669.9679 | -34.1179 | 2024-12-01 | BH Colorado Electric Oper Co | Regulated Electric (122) | WPC Sub 30385 Midway #1 PSCO | WPC Sub 30385 Midway #1 PSCO | 135300 | Transmitter/Receiver Combined: 1123000000 | 9821933 | CARR CURR EQ-TRANS/REC COMBINED | 1969-07-01 | 1969-07-01 | WCDXFER
0 | 0 | 0 | 0 | 2024-12-01 | BH Colorado Electric Oper Co | Regulated Electric (122) | WPC Sub 30385 Midway #1 PSCO | WPC Sub 30385 Midway #1 PSCO | 135300 | Transmitter/Receiver Combined: 1123000000 | 9704641 | CARR CURR EQ-TRANS/REC COMBINED | 1996-07-01 | 1996-07-01 | CPR Conversion
0 | 0 | 0 | 0 | 2024-12-01 | BH Colorado Electric Oper Co | Regulated Electric (122) | WPC Sub 30385 Midway #1 PSCO | WPC Sub 30385 Midway #1 PSCO | 135300 | Transmitter/Receiver Combined: 1123000000 | 9974257 | CARR CURR EQ-TRANS/REC COMBINED | 1972-07-01 | 1972-07-01 | CPR Conversion
0 | 0 | 0 | 0 | 2024-12-01 | BH Colorado Electric Oper Co | Regulated Electric (122) | WPC Sub 30385 Midway #1 PSCO | WPC Sub 30385 Midway #1 PSCO | 135300 | Transmitter/Receiver Combined: 1123000000 | 9974260 | CARR CURR EQ-TRANS/REC COMBINED | 1969-07-01 | 1969-07-01 | CPR Conversion
0 | 0 | 0 | 0 | 2024-12-01 | BH Colorado Electric Oper Co | Regulated Electric (122) | WPC Sub 30385 Midway #1 PSCO | WPC Sub 30385 Midway #1 PSCO | 135300 | Transmitter/Receiver Combined: 1123000000 | 9693314 | CARR CURR EQ-TRAN/REC COMB | 1978-07-01 | 1978-07-01 | CPR Conversion
1 | 3414.33 | 3595.4627 | -181.1327 | 2024-12-01 | BH Colorado Electric Oper Co | Regulated Electric (122) | WPC Sub 30385 Midway #1 PSCO | WPC Sub 30385 Midway #1 PSCO | 135300 | Tubular Bus, Alum , Under 3": 0771302000 | 9821892 | TUBULAR BUS, ALUM., < 3" | 1970-07-01 | 1970-07-01 | WCDXFER
0 | 570.08 | 523.4614 | 46.6186 | 2024-12-01 | BH Colorado Electric Oper Co | Regulated Electric (122) | WPC Sub 30385 Midway #1 PSCO | WPC Sub 30385 Midway #1 PSCO | 135300 | Tubular Bus, Alum , Under 3": 0771302000 | 9821893 | TUBULAR BUS, ALUM., < 3" | 1978-07-01 | 1978-07-01 | WCDXFER
0 | 0 | 0 | 0 | 2024-12-01 | BH Colorado Electric Oper Co | Regulated Electric (122) | WPC Sub 30385 Midway #1 PSCO | WPC Sub 30385 Midway #1 PSCO | 135300 | Tubular Bus, Alum , Under 3": 0771302000 | 9974247 | TUBULAR BUS, ALUM., < 3" | 1970-07-01 | 1970-07-01 | CPR Conversion
1 | 1323.38 | 1396.7962 | -73.4162 | 2024-12-01 | BH Colorado Electric Oper Co | Regulated Electric (122) | WPC Sub 30385 Midway #1 PSCO | WPC Sub 30385 Midway #1 PSCO | 135300 | Tubular Bus, Alum , Under 3": 0771302000 | 9821894 | TUBULAR BUS, ALUM , UNDER 3" | 1966-07-01 | 1966-07-01 | WCDXFER
0 | 0 | 0 | 0 | 2024-12-01 | BH Colorado Electric Oper Co | Regulated Electric (122) | WPC Sub 30385 Midway #1 PSCO | WPC Sub 30385 Midway #1 PSCO | 135300 | Tubular Bus, Alum , Under 3": 0771302000 | 9974248 | TUBULAR BUS, ALUM., < 3" | 1969-07-01 | 1969-07-01 | CPR Conversion
1 | 1629.48 | 1716.9132 | -87.4332 | 2024-12-01 | BH Colorado Electric Oper Co | Regulated Electric (122) | WPC Sub 30385 Midway #1 PSCO | WPC Sub 30385 Midway #1 PSCO | 135300 | Tubular Bus, Alum , Under 3": 0771302000 | 9821891 | TUBULAR BUS, ALUM., < 3" | 1969-07-01 | 1969-07-01 | WCDXFER
0 | 0 | 0 | 0 | 2024-12-01 | BH Colorado Electric Oper Co | Regulated Electric (122) | WPC Sub 30385 Midway #1 PSCO | WPC Sub 30385 Midway #1 PSCO | 135300 | Tubular Bus, Alum , Under 3": 0771302000 | 9974246 | TUBULAR BUS, ALUM., < 3" | 1978-07-01 | 1978-07-01 | CPR Conversion
0 | 0 | 0 | 0 | 2024-12-01 | BH Colorado Electric Oper Co | Regulated Electric (122) | WPC Sub 30385 Midway #1 PSCO | WPC Sub 30385 Midway #1 PSCO | 135300 | Tubular Bus, Alum , Under 3": 0771302000 | 9974249 | TUBULAR BUS, ALUM , UNDER 3" | 1966-07-01 | 1966-07-01 | CPR Conversion
0 | 0 | 0 | 0 | 2024-12-01 | BH Colorado Electric Oper Co | Regulated Electric (122) | WPC Sub 30385 Midway #1 PSCO | WPC Sub 30385 Midway #1 PSCO | 135300 | Wave Trap-1200 Amp: 1128000120 | 9974259 | CARR CURR EQ-WAVE TRAP-1200 AMP | 1970-07-01 | 1970-07-01 | CPR Conversion
1 | 13630.61 | 7671.0716 | 5959.5384 | 2024-12-01 | BH Colorado Electric Oper Co | Regulated Electric (122) | WPC Sub 30385 Midway #1 PSCO | WPC Sub 30385 Midway #1 PSCO | 135300 | Wave Trap-1200 Amp: 1128000120 | 9821942 | CARR CURR EQ-WAVE TRAP-1200 AMP | 1996-07-01 | 1996-07-01 | WCDXFER
0 | 0 | 0 | 0 | 2024-12-01 | BH Colorado Electric Oper Co | Regulated Electric (122) | WPC Sub 30385 Midway #1 PSCO | WPC Sub 30385 Midway #1 PSCO | 135300 | Wave Trap-1200 Amp: 1128000120 | 9861023 | CARR CURR EQ-WAVE TRAP-1200 AMP | 1996-07-01 | 1996-07-01 | CPR Conversion
2 | 3546.61 | 3734.7602 | -188.1502 | 2024-12-01 | BH Colorado Electric Oper Co | Regulated Electric (122) | WPC Sub 30385 Midway #1 PSCO | WPC Sub 30385 Midway #1 PSCO | 135300 | Wave Trap-1200 Amp: 1128000120 | 9821977 | CARR CURR EQ-WAVE TRAP-1200 AMP | 1970-07-01 | 1970-07-01 | WCDXFER
1 | 1927.85 | 2034.8 | -106.95 | 2024-12-01 | BH Colorado Electric Oper Co | Regulated Electric (122) | WPC Sub 30385 Midway #1 PSCO | WPC Sub 30385 Midway #1 PSCO | 135300 | WAVEGUIDE: 1128000050 | 9821947 | CARR CURR EQ-WAVE TRAP-800 AMP | 1966-07-01 | 1966-07-01 | WCDXFER
0 | 0 | 0 | 0 | 2024-12-01 | BH Colorado Electric Oper Co | Regulated Electric (122) | WPC Sub 30385 Midway #1 PSCO | WPC Sub 30385 Midway #1 PSCO | 135300 | WAVEGUIDE: 1128000050 | 9974255 | CARR CURR EQ-WAVE TRAP-800 AMP | 1978-07-01 | 1978-07-01 | CPR Conversion
0 | 0 | 0 | 0 | 2024-12-01 | BH Colorado Electric Oper Co | Regulated Electric (122) | WPC Sub 30385 Midway #1 PSCO | WPC Sub 30385 Midway #1 PSCO | 135300 | WAVEGUIDE: 1128000050 | 9974262 | CARR CURR EQ-WAVE TRAP-800 AMP | 1966-07-01 | 1966-07-01 | CPR Conversion
1 | 3800 | 3489.2528 | 310.7472 | 2024-12-01 | BH Colorado Electric Oper Co | Regulated Electric (122) | WPC Sub 30385 Midway #1 PSCO | WPC Sub 30385 Midway #1 PSCO | 135300 | WAVEGUIDE: 1128000050 | 9821948 | CARR CURR EQ-WAVE TRAP-800 AMP | 1978-07-01 | 1978-07-01 | WCDXFER
500 | 4637.83 | 320.5374 | 4317.2926 | 2024-12-01 | BH Colorado Electric Oper Co | Regulated Electric (122) | WPC Sub 30386 Midway #2 WAPA | WPC Sub 30386 Midway #2 WAPA | 135300 | Communication Cables: | 35766445 | Multi-Mode Fiber between WAPA & PSCO Bdgs | 2021-12-16 | 2022-01-01 | 10078567
0 | 0 | 0 | 0 | 2024-12-01 | BH Colorado Electric Oper Co | Regulated Electric (122) | WPC Sub 30386 Midway #2 WAPA | WPC Sub 30386 Midway #2 WAPA | 135300 | Estimated Additions: 0010000000 | 11796069 | Replace Failed CCVT - Western to perform the work. | 2011-12-08 | 2013-02-01 | 10042323
0 | 0 | 0 | 0 | 2024-12-01 | BH Colorado Electric Oper Co | Regulated Electric (122) | WPC Sub 30386 Midway #2 WAPA | WPC Sub 30386 Midway #2 WAPA | 135300 | Estimated Additions: 0010000000 | 11212759 | Replace Failed CCVT - Western to perform the work. | 2011-12-08 | 2011-12-01 | 10042323
0 | 0 | 0 | 0 | 2024-12-01 | BH Colorado Electric Oper Co | Regulated Electric (122) | WPC Sub 30386 Midway #2 WAPA | WPC Sub 30386 Midway #2 WAPA | 135300 | Estimated Additions: 0010000000 | 9736758 | Inv Carriers Midway PSCO | 2002-12-12 | 2008-05-01 | 10012708
2 | 11462.77 | 113.1762 | 11349.5938 | 2024-12-01 | BH Colorado Electric Oper Co | Regulated Electric (122) | WPC Sub 30386 Midway #2 WAPA | WPC Sub 30386 Midway #2 WAPA | 135300 | Estimated Additions: 0010000000 | 40224556 | Replacement of the Midway (WAPA building) Telegyr RTU with a SEL RTAC. | 2024-12-05 | 2024-12-01 | 10086168
0 | 0 | 0 | 0 | 2024-12-01 | BH Colorado Electric Oper Co | Regulated Electric (122) | WPC Sub 30386 Midway #2 WAPA | WPC Sub 30386 Midway #2 WAPA | 135300 | Estimated Additions: 0010000000 | 9813338 | Inv Carriers Midway PSCO | 2002-12-12 | 2002-12-01 | 10012708
1 | 1309.21 | 504.1268 | 805.0832 | 2024-12-01 | BH Colorado Electric Oper Co | Regulated Electric (122) | WPC Sub 30386 Midway #2 WAPA | WPC Sub 30386 Midway #2 WAPA | 135300 | Multiple Address Remote System: 6307000000 | 12818194 | MULTIPLE ADDRESS REMOTE SYSTEM | 2005-03-09 | 2005-05-01 | 50507XFER
0 | -0.02 | -0.008886 | -0.011114 | 2024-12-01 | BH Colorado Electric Oper Co | Regulated Electric (122) | WPC Sub 30386 Midway #2 WAPA | WPC Sub 30386 Midway #2 WAPA | 135300 | OTHER: 1120000000 | 9742100 | OTHER | 2002-12-12 | 2002-01-01 | 10012708
0 | 0 | 0 | 0 | 2024-12-01 | BH Colorado Electric Oper Co | Regulated Electric (122) | WPC Sub 30386 Midway #2 WAPA | WPC Sub 30386 Midway #2 WAPA | 135300 | Scada Equip - Rtu: 8191130000 | 9974327 | SCADA EQUIPMENT- RTU | 1994-07-01 | 1994-07-01 | CPR Conversion
2 | 7680.18 | 4625.5892 | 3054.5908 | 2024-12-01 | BH Colorado Electric Oper Co | Regulated Electric (122) | WPC Sub 30386 Midway #2 WAPA | WPC Sub 30386 Midway #2 WAPA | 135300 | Scada Equip - Rtu: 8191130000 | 9822149 | SCADA EQUIPMENT- RTU | 1994-07-01 | 1994-07-01 | WCDXFER
1 | 74382.53 | 19828.9893 | 54553.5407 | 2024-12-01 | BH Colorado Electric Oper Co | Regulated Electric (122) | WPC Sub 30386 Midway #2 WAPA | WPC Sub 30386 Midway #2 WAPA | 135300 | Transf, Pntl: 9030000000 | 11276905 | CCVT 115KV VOLTAGE INST TRNSF | 2011-12-08 | 2011-12-01 | 10042323
0 | 0 | 0 | 0 | 2024-12-01 | BH Colorado Electric Oper Co | Regulated Electric (122) | WPC Sub 30399 Spare Equipment | WPC Sub 30399 Spare Equipment | 135300 | Airbrk-Elec-1ph 45001-69000v- <=600: 7981106906 | 9822106 | AIRBRK-1PH-ELEC-45001-69000V- <=600AMPS | 1979-07-01 | 1979-07-01 | WCDXFER
0 | 0 | 0 | 0 | 2024-12-01 | BH Colorado Electric Oper Co | Regulated Electric (122) | WPC Sub 30399 Spare Equipment | WPC Sub 30399 Spare Equipment | 135300 | Airbrk-Elec-1ph 45001-69000v- <=600: 7981106906 | 9724141 | AIRBRK-1PH-ELEC-45001-69000V- <=600AMPS | 1979-07-01 | 1979-07-01 | CPR Conversion
0 | 0 | 0 | 0 | 2024-12-01 | BH Colorado Electric Oper Co | Regulated Electric (122) | WPC Sub 30399 Spare Equipment | WPC Sub 30399 Spare Equipment | 135300 | Arrester - 23,001-34,500 Volts: 0210690000 | 9974326 | ARRESTER - 23,000-69,000 VOLTS | 1943-07-01 | 1943-07-01 | CPR Conversion
0 | 0 | 0 | 0 | 2024-12-01 | BH Colorado Electric Oper Co | Regulated Electric (122) | WPC Sub 30399 Spare Equipment | WPC Sub 30399 Spare Equipment | 135300 | Arrester - 23,001-34,500 Volts: 0210690000 | 9821880 | ARRESTER - 23,000-69,000 VOLTS | 1943-07-01 | 1943-07-01 | WCDXFER
0 | 0 | 0 | 0 | 2024-12-01 | BH Colorado Electric Oper Co | Regulated Electric (122) | WPC Sub 30399 Spare Equipment | WPC Sub 30399 Spare Equipment | 135300 | Arrester - 69,001-146,000 Volts: 0211460000 | 9974325 | ARRESTER - 69,001-146,000 VOLTS | 1975-07-01 | 1975-07-01 | CPR Conversion
0 | 0 | 0 | 0 | 2024-12-01 | BH Colorado Electric Oper Co | Regulated Electric (122) | WPC Sub 30399 Spare Equipment | WPC Sub 30399 Spare Equipment | 135300 | Arrester - 69,001-146,000 Volts: 0211460000 | 9821876 | ARRESTER - 69,001-146,000 VOLTS | 1975-07-01 | 1975-07-01 | WCDXFER
0 | 0 | 0 | 0 | 2024-12-01 | BH Colorado Electric Oper Co | Regulated Electric (122) | WPC Sub 30399 Spare Equipment | WPC Sub 30399 Spare Equipment | 135300 | Coupling Capacitor: 1125000000 | 9821953 | CARR CURR EQ-COUPLING CAPACITOR 161KV | 1961-07-01 | 1961-07-01 | WCDXFER
0 | 0 | 0 | 0 | 2024-12-01 | BH Colorado Electric Oper Co | Regulated Electric (122) | WPC Sub 30399 Spare Equipment | WPC Sub 30399 Spare Equipment | 135300 | Coupling Capacitor: 1125000000 | 9821952 | CARR CURR EQ-CPLNG CAP-161KV | 1975-07-01 | 1975-07-01 | WCDXFER
0 | 0 | 0 | 0 | 2024-12-01 | BH Colorado Electric Oper Co | Regulated Electric (122) | WPC Sub 30399 Spare Equipment | WPC Sub 30399 Spare Equipment | 135300 | Coupling Capacitor: 1125000000 | 9701177 | CARR CURR EQ-CPLNG CAP-161KV | 1975-07-01 | 1975-07-01 | CPR Conversion
0 | 0 | 0 | 0 | 2024-12-01 | BH Colorado Electric Oper Co | Regulated Electric (122) | WPC Sub 30399 Spare Equipment | WPC Sub 30399 Spare Equipment | 135300 | Coupling Capacitor: 1125000000 | 9974322 | CARR CURR EQ-COUPLING CAPACITOR 161KV | 1961-07-01 | 1961-07-01 | CPR Conversion
0 | 0 | 0 | 0 | 2024-12-01 | BH Colorado Electric Oper Co | Regulated Electric (122) | WPC Sub 30399 Spare Equipment | WPC Sub 30399 Spare Equipment | 135300 | Estimated Additions: 0010000000 | 9829738 | Spare Substation Equipment | 2000-02-01 | 2000-02-01 | 7105399132
0 | 0 | 0 | 0 | 2024-12-01 | BH Colorado Electric Oper Co | Regulated Electric (122) | WPC Sub 30399 Spare Equipment | WPC Sub 30399 Spare Equipment | 135300 | Estimated Additions: 0010000000 | 9767854 | Spare Substation Equipment | 2000-01-01 | 2000-01-01 | 7105399132
0 | 0 | 0 | 0 | 2024-12-01 | BH Colorado Electric Oper Co | Regulated Electric (122) | WPC Sub 30399 Spare Equipment | WPC Sub 30399 Spare Equipment | 135300 | Line Tuner: 1129000000 | 9974323 | CARR CURR EQ-LINE TUNER | 1961-07-01 | 1961-07-01 | CPR Conversion
0 | 0 | 0 | 0 | 2024-12-01 | BH Colorado Electric Oper Co | Regulated Electric (122) | WPC Sub 30399 Spare Equipment | WPC Sub 30399 Spare Equipment | 135300 | Line Tuner: 1129000000 | 9821971 | CARR CURR EQ-LINE TUNER | 1961-07-01 | 1961-07-01 | WCDXFER
0 | 0 | 0 | 0 | 2024-12-01 | BH Colorado Electric Oper Co | Regulated Electric (122) | WPC Sub 30399 Spare Equipment | WPC Sub 30399 Spare Equipment | 135300 | Reclosers-Electronic Control: 6552000000 | 9833530 | VACUUM CIRCUIT RECLOSERS | 2000-03-01 | 2000-01-01 | 7105399132
0 | 0 | 0 | 0 | 2024-12-01 | BH Colorado Electric Oper Co | Regulated Electric (122) | WPC Sub 30399 Spare Equipment | WPC Sub 30399 Spare Equipment | 135300 | Reclosers-Electronic Control: 6552000000 | 9761175 | VACUUM CIRCUIT RECLOSERS | 2000-03-01 | 2000-01-01 | 7105399132
0 | 0 | 0 | 0 | 2024-12-01 | BH Colorado Electric Oper Co | Regulated Electric (122) | WPC Sub 30399 Spare Equipment | WPC Sub 30399 Spare Equipment | 135300 | Relay - Bus Differential: 5951200000 | 9974321 | BUS DIFFERENTIAL RELAY | 1958-07-01 | 1958-07-01 | CPR Conversion
0 | 0 | 0 | 0 | 2024-12-01 | BH Colorado Electric Oper Co | Regulated Electric (122) | WPC Sub 30399 Spare Equipment | WPC Sub 30399 Spare Equipment | 135300 | Relay - Bus Differential: 5951200000 | 9709878 | PANELS-BUS DIFFERENTIAL RELAY | 1962-07-01 | 1962-07-01 | CPR Conversion
0 | 0 | 0 | 0 | 2024-12-01 | BH Colorado Electric Oper Co | Regulated Electric (122) | WPC Sub 30399 Spare Equipment | WPC Sub 30399 Spare Equipment | 135300 | Relay - Bus Differential: 5951200000 | 9822032 | PANELS-BUS DIFFERENTIAL RELAY | 1961-07-01 | 1961-07-01 | WCDXFER
0 | 0 | 0 | 0 | 2024-12-01 | BH Colorado Electric Oper Co | Regulated Electric (122) | WPC Sub 30399 Spare Equipment | WPC Sub 30399 Spare Equipment | 135300 | Relay - Bus Differential: 5951200000 | 9822035 | BUS DIFFERENTIAL RELAY | 1958-07-01 | 1958-07-01 | WCDXFER
0 | 0 | 0 | 0 | 2024-12-01 | BH Colorado Electric Oper Co | Regulated Electric (122) | WPC Sub 30399 Spare Equipment | WPC Sub 30399 Spare Equipment | 135300 | Relay - Bus Differential: 5951200000 | 9822033 | PANELS-BUS DIFFERENTIAL RELAY | 1962-07-01 | 1962-07-01 | WCDXFER
0 | 0 | 0 | 0 | 2024-12-01 | BH Colorado Electric Oper Co | Regulated Electric (122) | WPC Sub 30399 Spare Equipment | WPC Sub 30399 Spare Equipment | 135300 | Relay - Bus Differential: 5951200000 | 9822034 | PANELS-BUS DIFFERENTIAL RELAY | 1967-07-01 | 1967-07-01 | WCDXFER
0 | 0 | 0 | 0 | 2024-12-01 | BH Colorado Electric Oper Co | Regulated Electric (122) | WPC Sub 30399 Spare Equipment | WPC Sub 30399 Spare Equipment | 135300 | Relay - Bus Differential: 5951200000 | 9974320 | PANELS-BUS DIFFERENTIAL RELAY | 1961-07-01 | 1961-07-01 | CPR Conversion
0 | 0 | 0 | 0 | 2024-12-01 | BH Colorado Electric Oper Co | Regulated Electric (122) | WPC Sub 30399 Spare Equipment | WPC Sub 30399 Spare Equipment | 135300 | Relay - Bus Differential: 5951200000 | 9974319 | PANELS-BUS DIFFERENTIAL RELAY | 1967-07-01 | 1967-07-01 | CPR Conversion
0 | 0 | 0 | 0 | 2024-12-01 | BH Colorado Electric Oper Co | Regulated Electric (122) | WPC Sub 30399 Spare Equipment | WPC Sub 30399 Spare Equipment | 135300 | Telemeter Eq - Receiver: 8192030000 | 9822174 | TELEMETERING-RECEIVER | 1958-07-01 | 1958-07-01 | WCDXFER
0 | 0 | 0 | 0 | 2024-12-01 | BH Colorado Electric Oper Co | Regulated Electric (122) | WPC Sub 30399 Spare Equipment | WPC Sub 30399 Spare Equipment | 135300 | Telemeter Eq - Receiver: 8192030000 | 9697422 | TELEMETERING-RECEIVER | 1964-07-01 | 1964-07-01 | CPR Conversion
0 | 0 | 0 | 0 | 2024-12-01 | BH Colorado Electric Oper Co | Regulated Electric (122) | WPC Sub 30399 Spare Equipment | WPC Sub 30399 Spare Equipment | 135300 | Telemeter Eq - Receiver: 8192030000 | 9822141 | TELEMETERING EQ - RECEIVER | 1963-07-01 | 1963-07-01 | WCDXFER
0 | 0 | 0 | 0 | 2024-12-01 | BH Colorado Electric Oper Co | Regulated Electric (122) | WPC Sub 30399 Spare Equipment | WPC Sub 30399 Spare Equipment | 135300 | Telemeter Eq - Receiver: 8192030000 | 9822140 | TELEMETERING-RECEIVER | 1980-07-01 | 1980-07-01 | WCDXFER
0 | 0 | 0 | 0 | 2024-12-01 | BH Colorado Electric Oper Co | Regulated Electric (122) | WPC Sub 30399 Spare Equipment | WPC Sub 30399 Spare Equipment | 135300 | Telemeter Eq - Receiver: 8192030000 | 9974317 | TELEMETERING-RECEIVER | 1958-07-01 | 1958-07-01 | CPR Conversion
0 | 0 | 0 | 0 | 2024-12-01 | BH Colorado Electric Oper Co | Regulated Electric (122) | WPC Sub 30399 Spare Equipment | WPC Sub 30399 Spare Equipment | 135300 | Telemeter Eq - Receiver: 8192030000 | 9974316 | TELEMETERING-RECEIVER | 1980-07-01 | 1980-07-01 | CPR Conversion
0 | 0 | 0 | 0 | 2024-12-01 | BH Colorado Electric Oper Co | Regulated Electric (122) | WPC Sub 30399 Spare Equipment | WPC Sub 30399 Spare Equipment | 135300 | Telemeter Eq - Receiver: 8192030000 | 9822175 | TELEMETERING-RECEIVER | 1964-07-01 | 1964-07-01 | WCDXFER
0 | 0 | 0 | 0 | 2024-12-01 | BH Colorado Electric Oper Co | Regulated Electric (122) | WPC Sub 30399 Spare Equipment | WPC Sub 30399 Spare Equipment | 135300 | Telemeter Eq - Receiver: 8192030000 | 9974318 | TELEMETERING EQ - RECEIVER | 1963-07-01 | 1963-07-01 | CPR Conversion
0 | 0 | 0 | 0 | 2024-12-01 | BH Colorado Electric Oper Co | Regulated Electric (122) | WPC Sub 30399 Spare Equipment | WPC Sub 30399 Spare Equipment | 135300 | Transf, Pntl, 35.001-69kv 1ph: 9031069000 | 9822188 | TRANSF, POTNTL, 1PH, 35001-69 | 1979-07-01 | 1979-07-01 | WCDXFER
0 | 0 | 0 | 0 | 2024-12-01 | BH Colorado Electric Oper Co | Regulated Electric (122) | WPC Sub 30399 Spare Equipment | WPC Sub 30399 Spare Equipment | 135300 | Transf, Pntl, 35.001-69kv 1ph: 9031069000 | 9974312 | TRANSF, POTNTL, 1PH, 35001-69 | 1979-07-01 | 1979-07-01 | CPR Conversion
0 | 0 | 0 | 0 | 2024-12-01 | BH Colorado Electric Oper Co | Regulated Electric (122) | WPC Sub 30399 Spare Equipment | WPC Sub 30399 Spare Equipment | 135300 | Transf, Pntl, 35.001-69kv 1ph: 9031069000 | 9822187 | TRANSF, POTNTL, 1PH, 35001-69KV | 1978-07-01 | 1978-07-01 | WCDXFER
0 | 0 | 0 | 0 | 2024-12-01 | BH Colorado Electric Oper Co | Regulated Electric (122) | WPC Sub 30399 Spare Equipment | WPC Sub 30399 Spare Equipment | 135300 | Transf, Pntl, 35.001-69kv 1ph: 9031069000 | 9974313 | TRANSF, POTNTL, 1PH, 35001-69KV | 1978-07-01 | 1978-07-01 | CPR Conversion
0 | 0 | 0 | 0 | 2024-12-01 | BH Colorado Electric Oper Co | Regulated Electric (122) | WPC Sub 30399 Spare Equipment | WPC Sub 30399 Spare Equipment | 135300 | Transf, Pntl, 69.001-161kv 1ph: 9031161000 | 9706632 | TRANSF, POTNTL, 1PH, 69001-161KV | 1959-07-01 | 1959-07-01 | CPR Conversion
0 | 0 | 0 | 0 | 2024-12-01 | BH Colorado Electric Oper Co | Regulated Electric (122) | WPC Sub 30399 Spare Equipment | WPC Sub 30399 Spare Equipment | 135300 | Transf, Pntl, 69.001-161kv 1ph: 9031161000 | 9689909 | TRANSF, POTNTL, 1PH, 69001-161KV | 1959-07-01 | 1959-07-01 | WCDXFER
0 | 0 | 0 | 0 | 2024-12-01 | BH Colorado Electric Oper Co | Regulated Electric (122) | WPC Sub 30399 Spare Equipment | WPC Sub 30399 Spare Equipment | 135300 | Tx., Curr.-Wind.Type-100-600a: 8752000600 | 9974314 | TX.-CURRENT, WINDOW TYPE | 1959-07-01 | 1959-07-01 | CPR Conversion
0 | 0 | 0 | 0 | 2024-12-01 | BH Colorado Electric Oper Co | Regulated Electric (122) | WPC Sub 30399 Spare Equipment | WPC Sub 30399 Spare Equipment | 135300 | Tx., Curr.-Wind.Type-100-600a: 8752000600 | 9822162 | TX.-CURRENT, WINDOW TYPE | 1967-07-01 | 1967-07-01 | WCDXFER
0 | 0 | 0 | 0 | 2024-12-01 | BH Colorado Electric Oper Co | Regulated Electric (122) | WPC Sub 30399 Spare Equipment | WPC Sub 30399 Spare Equipment | 135300 | Tx., Curr.-Wind.Type-100-600a: 8752000600 | 9822161 | TX.-CURRENT, WINDOW TYPE | 1959-07-01 | 1959-07-01 | WCDXFER
0 | 0 | 0 | 0 | 2024-12-01 | BH Colorado Electric Oper Co | Regulated Electric (122) | WPC Sub 30399 Spare Equipment | WPC Sub 30399 Spare Equipment | 135300 | Tx., Curr.-Wind.Type-100-600a: 8752000600 | 9974315 | TX.-CURRENT, WINDOW TYPE | 1967-07-01 | 1967-07-01 | CPR Conversion
0 | 0 | 0 | 0 | 2024-12-01 | BH Colorado Electric Oper Co | Regulated Electric (122) | WPC Sub 30399 Spare Equipment | WPC Sub 30399 Spare Equipment | 135300 | Tx., Curr.-Wind.Type-100-600a: 8752000600 | 9822163 | TX., CURR.-WIND.TYPE-100-600A | 1950-07-01 | 1950-07-01 | WCDXFER
0 | 0 | 0 | 0 | 2024-12-01 | BH Colorado Electric Oper Co | Regulated Electric (122) | WPC Sub 30399 Spare Equipment | WPC Sub 30399 Spare Equipment | 135300 | Tx., Curr.-Wind.Type-100-600a: 8752000600 | 9693315 | TX., CURR.-WIND.TYPE-100-600A | 1950-07-01 | 1950-07-01 | CPR Conversion
0 | 0 | 0 | 0 | 2024-12-01 | BH Colorado Electric Oper Co | Regulated Electric (122) | WPC Sub 30399 Spare Equipment | WPC Sub 30399 Spare Equipment | 135300 | WAVEGUIDE: 1128000050 | 9974324 | CARR CURR EQ-WAVE TRAP-800 AMP | 1961-07-01 | 1961-07-01 | CPR Conversion
0 | 0 | 0 | 0 | 2024-12-01 | BH Colorado Electric Oper Co | Regulated Electric (122) | WPC Sub 30399 Spare Equipment | WPC Sub 30399 Spare Equipment | 135300 | WAVEGUIDE: 1128000050 | 9821946 | CARR CURR EQ-WAVE TRAP-800 AMP | 1961-07-01 | 1961-07-01 | WCDXFER
5204 | 38551.05 | 9515.7299 | 29035.3201 | 2024-12-01 | BH Colorado Electric Oper Co | Regulated Electric (122) | WPC Sub 30415 Blende | WPC Sub 30415 Blende | 135300 | CABLE, 795MCM ACSR B: | 11582793 | CABLE, 795MCM ACSR B | 2012-03-09 | 2012-01-01 | 10042490
0 | 0 | 0 | 0 | 2024-12-01 | BH Colorado Electric Oper Co | Regulated Electric (122) | WPC Sub 30415 Blende | WPC Sub 30415 Blende | 135300 | Estimated Additions: 0010000000 | 11313967 | 69KV LINE EXTENSION FROM THE BLENDE SUBSTATION TO A SUBSTATION AT THE AMERICAN IRON AND METAL FACILITY. AMERICAN IRON WILL BE REIMBURSING FOR THE MATERIAL AND LABOR TO CONSTRUCT THE LINE EXTENSION 07-27-2011 GC | 2012-03-09 | 2012-03-01 | 10042490
3 | 54490.76 | 13450.2006 | 41040.5594 | 2024-12-01 | BH Colorado Electric Oper Co | Regulated Electric (122) | WPC Sub 30415 Blende | WPC Sub 30415 Blende | 135300 | Fuse: | 11582799 | FUSE: 69 KV, VERTICAL 180 DEG | 2012-03-09 | 2012-01-01 | 10042490
15 | 40041.74 | 9883.6837 | 30158.0563 | 2024-12-01 | BH Colorado Electric Oper Co | Regulated Electric (122) | WPC Sub 30415 Blende | WPC Sub 30415 Blende | 135300 | Insulator: | 11582796 | INSULATORS:POLYMER | 2012-03-09 | 2012-01-01 | 10042490
1750 | 3418.87 | 843.8951 | 2574.9749 | 2024-12-01 | BH Colorado Electric Oper Co | Regulated Electric (122) | WPC Sub 30415 Blende | WPC Sub 30415 Blende | 135300 | Static Wire (Transmission Lines): 1682000000 | 11582785 | STATIC WIRE: 3/8 EHS | 2012-03-09 | 2012-01-01 | 10042490
3 | 214473.82 | 52939.5424 | 161534.2776 | 2024-12-01 | BH Colorado Electric Oper Co | Regulated Electric (122) | WPC Sub 30415 Blende | WPC Sub 30415 Blende | 135300 | Struc-High Prof-Bay #1-69kv: 7842001069 | 11582802 | 69 KV STRUCTURES | 2012-03-09 | 2012-03-01 | 10042490
1 | 39867.74 | 9840.7345 | 30027.0055 | 2024-12-01 | BH Colorado Electric Oper Co | Regulated Electric (122) | WPC Sub 30415 Blende | WPC Sub 30415 Blende | 135300 | Transformer Platform: 8472000000 | 11582790 | PADMOUNT:PRI METERING SPMD | 2012-03-09 | 2012-01-01 | 10042490
1 | 13775.51 | -146.5391 | 13922.0491 | 2024-12-01 | BH Colorado Electric Oper Co | Regulated Electric (122) | WPC Sub 30453 Desert Cove | WPC Sub 30453 Desert Cove | 135001 | Land: 4481XXXXXX | 10562858 | LAND | 2002-11-15 | 2002-12-01 | 10017104
1 | 26282.56 | 8906.7128 | 17375.8472 | 2024-12-01 | BH Colorado Electric Oper Co | Regulated Electric (122) | WPC Sub 30453 Desert Cove | WPC Sub 30453 Desert Cove | 135200 | Clearing & Grading: 1260000000 | 10563065 | CLEARING & GRADING | 2003-06-16 | 2003-01-01 | 10010307
1 | 5341.58 | 1810.1707 | 3531.4093 | 2024-12-01 | BH Colorado Electric Oper Co | Regulated Electric (122) | WPC Sub 30453 Desert Cove | WPC Sub 30453 Desert Cove | 135200 | Culverts: 7700500000 | 10563051 | CULVERTS | 2003-06-16 | 2003-01-01 | 10010307
1 | 32017.35 | 10850.1356 | 21167.2144 | 2024-12-01 | BH Colorado Electric Oper Co | Regulated Electric (122) | WPC Sub 30453 Desert Cove | WPC Sub 30453 Desert Cove | 135200 | Fence: 3220000000 | 10563037 | FENCE | 2003-06-16 | 2003-01-01 | 10010307
1 | 26717.62 | 9054.1472 | 17663.4728 | 2024-12-01 | BH Colorado Electric Oper Co | Regulated Electric (122) | WPC Sub 30453 Desert Cove | WPC Sub 30453 Desert Cove | 135200 | Landscaping: 7701000000 | 10563058 | LANDSCAPING | 2003-06-16 | 2003-01-01 | 10010307
1 | 8491.05 | 2208.293 | 6282.757 | 2024-12-01 | BH Colorado Electric Oper Co | Regulated Electric (122) | WPC Sub 30453 Desert Cove | WPC Sub 30453 Desert Cove | 135200 | Landscaping: 7701000000 | 10563083 | LANDSCAPING | 2008-11-09 | 2008-01-01 | 10022382
1 | 4280.68 | 1113.2894 | 3167.3906 | 2024-12-01 | BH Colorado Electric Oper Co | Regulated Electric (122) | WPC Sub 30453 Desert Cove | WPC Sub 30453 Desert Cove | 135200 | Roads: 7701300000 | 10563076 | ROADS | 2008-11-09 | 2008-01-01 | 10022382
1 | 24829.34 | 8414.2412 | 16415.0988 | 2024-12-01 | BH Colorado Electric Oper Co | Regulated Electric (122) | WPC Sub 30453 Desert Cove | WPC Sub 30453 Desert Cove | 135200 | Station Rock: 7702000000 | 10563044 | STATION ROCK | 2003-06-16 | 2003-01-01 | 10010307
2 | 11379.14 | 4831.0749 | 6548.0651 | 2024-12-01 | BH Colorado Electric Oper Co | Regulated Electric (122) | WPC Sub 30453 Desert Cove | WPC Sub 30453 Desert Cove | 135300 | Airbrk-3ph-Manl-0-15000v-1200-1999a: 7982201519 | 10566323 | AIRBRK-3PH-MANL-0-15000V-1200-1999A | 2003-06-16 | 2003-01-01 | 10010307
7 | 63494.6 | 26956.9728 | 36537.6272 | 2024-12-01 | BH Colorado Electric Oper Co | Regulated Electric (122) | WPC Sub 30453 Desert Cove | WPC Sub 30453 Desert Cove | 135300 | Airbrk-3ph-Manl-69-170kv- 1200-1999: 7982217019 | 10566232 | AIRBRK-3PH-MANL-69-170KV- 1200-1999AMPS | 2003-06-16 | 2003-01-01 | 10010307
12 | 2650.36 | 863.5444 | 1786.8156 | 2024-12-01 | BH Colorado Electric Oper Co | Regulated Electric (122) | WPC Sub 30453 Desert Cove | WPC Sub 30453 Desert Cove | 135300 | Arrester - 0-10,000 Volts: 0210100000 | 10566579 | ARRESTERS | 2008-11-09 | 2008-01-01 | 10022382
3 | 1959.08 | 793.0525 | 1166.0275 | 2024-12-01 | BH Colorado Electric Oper Co | Regulated Electric (122) | WPC Sub 30453 Desert Cove | WPC Sub 30453 Desert Cove | 135300 | Arrester - 0-10,000 Volts: 0210100000 | 10566406 | ARRESTER - 0-10,000 VOLTS | 2004-10-25 | 2004-01-01 | 10020720
3 | 214.14 | 86.6857 | 127.4543 | 2024-12-01 | BH Colorado Electric Oper Co | Regulated Electric (122) | WPC Sub 30453 Desert Cove | WPC Sub 30453 Desert Cove | 135300 | Arrester - 0-10,000 Volts: 0210100000 | 10566420 | ARRESTER - 0-10,000 VOLTS | 2004-12-20 | 2005-01-01 | 10020678
6 | 5781.05 | 2454.3758 | 3326.6742 | 2024-12-01 | BH Colorado Electric Oper Co | Regulated Electric (122) | WPC Sub 30453 Desert Cove | WPC Sub 30453 Desert Cove | 135300 | Arrester - 69,001-146,000 Volts: 0211460000 | 10566330 | ARRESTER - 69,001-146,000 VOLTS | 2003-06-16 | 2003-01-01 | 10010307
0 | 53551.4 | 2643.6671 | 50907.7329 | 2024-12-01 | BH Colorado Electric Oper Co | Regulated Electric (122) | WPC Sub 30453 Desert Cove | WPC Sub 30453 Desert Cove | 135300 | Batteries, Storage - Station: 0353000000 | 36314662 | Batteries, Storage - Station | 2022-05-27 | 2022-05-01 | 10079177
2 | 180042.12 | 76437.8471 | 103604.2729 | 2024-12-01 | BH Colorado Electric Oper Co | Regulated Electric (122) | WPC Sub 30453 Desert Cove | WPC Sub 30453 Desert Cove | 135300 | Breaker, Gas - 115-161 Kv: 6212115000 | 10566378 | BREAKER, GAS - 115-161 KV | 2003-06-16 | 2003-01-01 | 10010307
1 | 129471.63 | 24288.1307 | 105183.4993 | 2024-12-01 | BH Colorado Electric Oper Co | Regulated Electric (122) | WPC Sub 30453 Desert Cove | WPC Sub 30453 Desert Cove | 135300 | Breaker, Vacuum - 15 Kv: 6214015000 | 13776634 | Breaker, Vacuum - 15 Kv | 2015-09-01 | 2015-01-01 | 10051400
1 | 2128.87 | 693.6317 | 1435.2383 | 2024-12-01 | BH Colorado Electric Oper Co | Regulated Electric (122) | WPC Sub 30453 Desert Cove | WPC Sub 30453 Desert Cove | 135300 | Bus and Station Conductor: 0770000000 | 10566586 | BUS AND STATION CONDUCTOR | 2008-11-09 | 2008-01-01 | 10022382
539 | 3089.14 | 1250.5105 | 1838.6295 | 2024-12-01 | BH Colorado Electric Oper Co | Regulated Electric (122) | WPC Sub 30453 Desert Cove | WPC Sub 30453 Desert Cove | 135300 | Bus Bar: 0771000000 | 10566441 | BUS BAR | 2004-12-20 | 2005-01-01 | 10020678
1570 | 39841.16 | 16914.778 | 22926.382 | 2024-12-01 | BH Colorado Electric Oper Co | Regulated Electric (122) | WPC Sub 30453 Desert Cove | WPC Sub 30453 Desert Cove | 135300 | Bus Bar: 0771000000 | 10566385 | BUS BAR | 2003-06-16 | 2003-01-01 | 10010307
9 | 14702.13 | 6241.8681 | 8460.2619 | 2024-12-01 | BH Colorado Electric Oper Co | Regulated Electric (122) | WPC Sub 30453 Desert Cove | WPC Sub 30453 Desert Cove | 135300 | Bus Support: 7846000000 | 10566169 | BUS SUPPORT | 2003-06-16 | 2003-01-01 | 10010307
120 | 6516.41 | 2766.5768 | 3749.8332 | 2024-12-01 | BH Colorado Electric Oper Co | Regulated Electric (122) | WPC Sub 30453 Desert Cove | WPC Sub 30453 Desert Cove | 135300 | Cable Trench: 1824000000 | 37646139 | CABLE TRENCH | 2003-06-16 | 2003-01-01 | 10010307
0 | 0 | 0 | 0 | 2024-12-01 | BH Colorado Electric Oper Co | Regulated Electric (122) | WPC Sub 30453 Desert Cove | WPC Sub 30453 Desert Cove | 135300 | Cable Trench: 4835000000 | 10566364 | CABLE TRENCH | 2003-06-16 | 2003-01-01 | 10010307
2 | 865166.51 | 367311.0791 | 497855.4309 | 2024-12-01 | BH Colorado Electric Oper Co | Regulated Electric (122) | WPC Sub 30453 Desert Cove | WPC Sub 30453 Desert Cove | 135300 | Cntl Cbl Switchgear Metal-Clad: 1965210000 | 10566295 | CNTL CBL SWITCHGEAR METAL-CLAD | 2003-06-16 | 2003-01-01 | 10010307
1 | 878777.06 | 286324.5126 | 592452.5474 | 2024-12-01 | BH Colorado Electric Oper Co | Regulated Electric (122) | WPC Sub 30453 Desert Cove | WPC Sub 30453 Desert Cove | 135300 | Cntl Cbl Switchgear Metal-Clad: 1965210000 | 10566669 | SWITCHGEAR-15KV METALCLAD OUTDOOR | 2008-11-09 | 2008-01-01 | 10022382
1 | 33491.6 | 8266.883 | 25224.717 | 2024-12-01 | BH Colorado Electric Oper Co | Regulated Electric (122) | WPC Sub 30453 Desert Cove | WPC Sub 30453 Desert Cove | 135300 | Communications - JMUX Equip: | 11907836 | WPC 30453 COMMUNICATIONS: JMUX | 2012-10-11 | 2012-01-01 | 10044917
3190 | 2596.08 | 845.8588 | 1750.2212 | 2024-12-01 | BH Colorado Electric Oper Co | Regulated Electric (122) | WPC Sub 30453 Desert Cove | WPC Sub 30453 Desert Cove | 135300 | COND. CONTROL CABLE, 600 7c/10: 0772007010 | 10566600 | CABLE, CONTROL COPPER | 2008-11-09 | 2008-01-01 | 10022382
20596 | 16500.19 | 7005.2441 | 9494.9459 | 2024-12-01 | BH Colorado Electric Oper Co | Regulated Electric (122) | WPC Sub 30453 Desert Cove | WPC Sub 30453 Desert Cove | 135300 | Cond. Control Cable, Other: 0772000000 | 10566302 | COND. CONTROL CABLE, OTHER | 2003-06-16 | 2003-01-01 | 10010307
4908 | 44116.17 | 18729.7564 | 25386.4136 | 2024-12-01 | BH Colorado Electric Oper Co | Regulated Electric (122) | WPC Sub 30453 Desert Cove | WPC Sub 30453 Desert Cove | 135300 | Cond. Pwr Cable, Other: 0773100000 | 10566218 | COND. PWR CABLE, OTHER | 2003-06-16 | 2003-01-01 | 10010307
1334 | 17359.83 | 7027.4087 | 10332.4213 | 2024-12-01 | BH Colorado Electric Oper Co | Regulated Electric (122) | WPC Sub 30453 Desert Cove | WPC Sub 30453 Desert Cove | 135300 | Cond. Pwr Cable, Other: 0773100000 | 10566413 | COND. PWR CABLE, OTHER | 2004-12-20 | 2005-01-01 | 10020678
5240 | 53025.21 | 17276.7566 | 35748.4534 | 2024-12-01 | BH Colorado Electric Oper Co | Regulated Electric (122) | WPC Sub 30453 Desert Cove | WPC Sub 30453 Desert Cove | 135300 | COND. PWR CABLE,CU, 250MCM OR LESS: 0773400250 | 10566607 | CABLE, POWER DRAIN WIRE | 2008-11-09 | 2008-01-01 | 10022382
5 | 8215.09 | 3487.7605 | 4727.3295 | 2024-12-01 | BH Colorado Electric Oper Co | Regulated Electric (122) | WPC Sub 30453 Desert Cove | WPC Sub 30453 Desert Cove | 135300 | Curr/Pot Trans/Reac Stand: 7843000000 | 10566253 | CURR/POT TRANS/REAC STAND | 2003-06-16 | 2003-01-01 | 10010307
2 | 103649.98 | 44005.1546 | 59644.8254 | 2024-12-01 | BH Colorado Electric Oper Co | Regulated Electric (122) | WPC Sub 30453 Desert Cove | WPC Sub 30453 Desert Cove | 135300 | Deadend Tower: 7848000000 | 10566260 | DEADEND TOWER | 2003-06-16 | 2003-01-01 | 10010307
0 | 0 | 0 | 0 | 2024-12-01 | BH Colorado Electric Oper Co | Regulated Electric (122) | WPC Sub 30453 Desert Cove | WPC Sub 30453 Desert Cove | 135300 | Estimated Additions: 0010000000 | 13659168 | Desert Cove #1 Feeder 4 | 2015-09-01 | 2015-10-01 | 10051400
0 | 0 | 0 | 0 | 2024-12-01 | BH Colorado Electric Oper Co | Regulated Electric (122) | WPC Sub 30453 Desert Cove | WPC Sub 30453 Desert Cove | 135300 | Estimated Additions: 0010000000 | 29646514 | Replace existing door and/or locking mechanisms for Desert Cove Substation to allow for compliance with NERC CIP Low Impact Standards. | 2019-12-16 | 2020-07-01 | 10068547
0 | 0 | 0 | 0 | 2024-12-01 | BH Colorado Electric Oper Co | Regulated Electric (122) | WPC Sub 30453 Desert Cove | WPC Sub 30453 Desert Cove | 135300 | Estimated Additions: 0010000000 | 35463132 | Replace existing 125VDC lead acid (VLA) battery system with new lead acid (VLA) batteries in Unit 1 switchgear building. Replace battery rack and include containment. Replace the charger. Install manual transfer switch (MTS) for battery trailer connectio | 2022-05-27 | 2022-05-01 | 10079177
0 | 0 | 0 | 0 | 2024-12-01 | BH Colorado Electric Oper Co | Regulated Electric (122) | WPC Sub 30453 Desert Cove | WPC Sub 30453 Desert Cove | 135300 | Estimated Additions: 0010000000 | 11911011 | BUILD 36 MILES OF TRANSMISSION (RATTLESNAKE) SOUTHERN CONNECTOR TRANSMISSION LINE 05-02-2012 GC | 2012-10-11 | 2013-06-01 | 10044917
0 | 0 | 0 | 0 | 2024-12-01 | BH Colorado Electric Oper Co | Regulated Electric (122) | WPC Sub 30453 Desert Cove | WPC Sub 30453 Desert Cove | 135300 | Estimated Additions: 0010000000 | 28413180 | Replace existing door and/or locking mechanisms for Desert Cove Substation to allow for compliance with NERC CIP Low Impact Standards. | 2019-12-16 | 2019-12-01 | 10068547
0 | 0 | 0 | 0 | 2024-12-01 | BH Colorado Electric Oper Co | Regulated Electric (122) | WPC Sub 30453 Desert Cove | WPC Sub 30453 Desert Cove | 135300 | Estimated Additions: 0010000000 | 28830343 | Replace existing door and/or locking mechanisms for Desert Cove Substation to allow for compliance with NERC CIP Low Impact Standards. | 2019-12-16 | 2020-01-01 | 10068547
0 | 0 | 0 | 0 | 2024-12-01 | BH Colorado Electric Oper Co | Regulated Electric (122) | WPC Sub 30453 Desert Cove | WPC Sub 30453 Desert Cove | 135300 | Estimated Additions: 0010000000 | 33360410 | Install test switches on lockout relays at Desert Cove sub to aid in NERC testing. | 2021-06-30 | 2021-06-01 | 10075413
1 | 14935.98 | 3686.7155 | 11249.2645 | 2024-12-01 | BH Colorado Electric Oper Co | Regulated Electric (122) | WPC Sub 30453 Desert Cove | WPC Sub 30453 Desert Cove | 135300 | FIBER OPTIC PATCH PANEL: 8191015300 | 11845608 | FIBER OPTIC PATCH PANEL | 2012-10-11 | 2013-01-01 | 10044362
1 | 158279.49 | 51570.8703 | 106708.6197 | 2024-12-01 | BH Colorado Electric Oper Co | Regulated Electric (122) | WPC Sub 30453 Desert Cove | WPC Sub 30453 Desert Cove | 135300 | Foundation, Other: 3369000000 | 10566641 | FOUNDATION, OTHER | 2008-11-09 | 2008-01-01 | 10022382
2 | 3219.66 | 1366.9239 | 1852.7361 | 2024-12-01 | BH Colorado Electric Oper Co | Regulated Electric (122) | WPC Sub 30453 Desert Cove | WPC Sub 30453 Desert Cove | 135300 | Foundation: 6210000000 | 10566211 | FOUNDATION - BREAKER | 2003-06-16 | 2003-01-01 | 10010307
4365 | 58171.41 | 18953.4996 | 39217.9104 | 2024-12-01 | BH Colorado Electric Oper Co | Regulated Electric (122) | WPC Sub 30453 Desert Cove | WPC Sub 30453 Desert Cove | 135300 | Grounding Systems, Station: 3920000000 | 10566593 | CABLE UNDERGROUND COPPER 2 | 2008-11-09 | 2008-01-01 | 10022382
1 | 19348.19 | 8214.3778 | 11133.8122 | 2024-12-01 | BH Colorado Electric Oper Co | Regulated Electric (122) | WPC Sub 30453 Desert Cove | WPC Sub 30453 Desert Cove | 135300 | Grounding Systems, Station: 3920000000 | 10566281 | GROUNDING SYSTEMS, STATION | 2003-06-16 | 2003-01-01 | 10010307
2 | 6195.89 | 2630.4983 | 3565.3917 | 2024-12-01 | BH Colorado Electric Oper Co | Regulated Electric (122) | WPC Sub 30453 Desert Cove | WPC Sub 30453 Desert Cove | 135300 | Line Tuner: 1129000000 | 10566288 | LINE TUNER | 2003-06-16 | 2003-01-01 | 10010307
4 | 16.53 | 7.0179 | 9.5121 | 2024-12-01 | BH Colorado Electric Oper Co | Regulated Electric (122) | WPC Sub 30453 Desert Cove | WPC Sub 30453 Desert Cove | 135300 | Pin Insulators: 4271000000 | 10566309 | PIN INSULATORS | 2003-06-16 | 2003-01-01 | 10010307
21 | 8530.78 | 3621.7884 | 4908.9916 | 2024-12-01 | BH Colorado Electric Oper Co | Regulated Electric (122) | WPC Sub 30453 Desert Cove | WPC Sub 30453 Desert Cove | 135300 | Post Insulators: 4272000000 | 10566316 | POST INSULATORS | 2003-06-16 | 2003-01-01 | 10010307
5 | 27960.96 | 11870.9754 | 16089.9846 | 2024-12-01 | BH Colorado Electric Oper Co | Regulated Electric (122) | WPC Sub 30453 Desert Cove | WPC Sub 30453 Desert Cove | 135300 | Potential Device - Ccvt: 1126000000 | 10566351 | POTENTIAL DEVICE | 2003-06-16 | 2003-01-01 | 10010307
64 | 13134.7 | 5576.4073 | 7558.2927 | 2024-12-01 | BH Colorado Electric Oper Co | Regulated Electric (122) | WPC Sub 30453 Desert Cove | WPC Sub 30453 Desert Cove | 135300 | Potheads (Terminators): 6190000000 | 10566225 | POTHEADS (TERMINATORS) | 2003-06-16 | 2003-01-01 | 10010307
6 | 1713.01 | 693.4412 | 1019.5688 | 2024-12-01 | BH Colorado Electric Oper Co | Regulated Electric (122) | WPC Sub 30453 Desert Cove | WPC Sub 30453 Desert Cove | 135300 | Potheads (Terminators): 6190000000 | 10566427 | POTHEADS (TERMINATORS) | 2004-12-20 | 2005-01-01 | 10020678
29 | 3575.14 | 1164.8577 | 2410.2823 | 2024-12-01 | BH Colorado Electric Oper Co | Regulated Electric (122) | WPC Sub 30453 Desert Cove | WPC Sub 30453 Desert Cove | 135300 | Potheads (Terminators): 6190000000 | 10566648 | POTHEADS (TERMINATORS) | 2008-11-09 | 2008-01-01 | 10022382
4060 | 23353.87 | 7609.1944 | 15744.6756 | 2024-12-01 | BH Colorado Electric Oper Co | Regulated Electric (122) | WPC Sub 30453 Desert Cove | WPC Sub 30453 Desert Cove | 135300 | Pvc Conduit: 1820100000 | 10566628 | CONDUIT, PVC | 2008-11-09 | 2008-01-01 | 10022382
20 | 22843.65 | 9247.3062 | 13596.3438 | 2024-12-01 | BH Colorado Electric Oper Co | Regulated Electric (122) | WPC Sub 30453 Desert Cove | WPC Sub 30453 Desert Cove | 135300 | Pvc Conduit: 1820100000 | 10566434 | PVC CONDUIT | 2004-12-20 | 2005-01-01 | 10020678
2690 | 10439.97 | 4432.3452 | 6007.6248 | 2024-12-01 | BH Colorado Electric Oper Co | Regulated Electric (122) | WPC Sub 30453 Desert Cove | WPC Sub 30453 Desert Cove | 135300 | Pvc Conduit: 1820100000 | 10566344 | PVC CONDUIT | 2003-06-16 | 2003-01-01 | 10010307
1 | 72703.53 | 23688.3776 | 49015.1524 | 2024-12-01 | BH Colorado Electric Oper Co | Regulated Electric (122) | WPC Sub 30453 Desert Cove | WPC Sub 30453 Desert Cove | 135300 | Pwr Crct Bkr- 4160v, 600a: 6213100000 | 10566614 | CIRCUIT SWITCHER MODEL 2030 | 2008-11-09 | 2008-01-01 | 10022382
1 | 15059.87 | 6393.7485 | 8666.1215 | 2024-12-01 | BH Colorado Electric Oper Co | Regulated Electric (122) | WPC Sub 30453 Desert Cove | WPC Sub 30453 Desert Cove | 135300 | Pwr Trfrmr Nbr Xxxxxx Foundation: 9101XXXXXX | 10566176 | PWR TRFRMR NBR XXXXXX FOUNDATION--POWER TRANSFORMER - FOUNDATION | 2003-06-16 | 2003-06-01 | 10010307
1 | 8679.05 | 3684.7372 | 4994.3128 | 2024-12-01 | BH Colorado Electric Oper Co | Regulated Electric (122) | WPC Sub 30453 Desert Cove | WPC Sub 30453 Desert Cove | 135300 | Pwr Trfrmr Nbr Xxxxxx Installation: 9102XXXXXX | 10566183 | PWR TRFRMR NBR 08243 INSTALLATION--POWER TRANSFORMER - INSTALLATION | 2003-06-16 | 2003-06-01 | 10010307
1 | 457343.03 | 194167.4347 | 263175.5953 | 2024-12-01 | BH Colorado Electric Oper Co | Regulated Electric (122) | WPC Sub 30453 Desert Cove | WPC Sub 30453 Desert Cove | 135300 | Pwr Trfrmr Nbr Xxxxxxx: 9105XXXXXX | 10566190 | PWR TRFRMR NBR 08243 | 2003-06-16 | 2003-06-01 | 10010307
1 | 1360454.31 | 443265.3456 | 917188.9644 | 2024-12-01 | BH Colorado Electric Oper Co | Regulated Electric (122) | WPC Sub 30453 Desert Cove | WPC Sub 30453 Desert Cove | 135300 | Pwr Trfrmr Nbr Xxxxxxx: 9105XXXXXX | 10566655 | PWR TRFRMR NBR 38716 & RIGGING | 2008-11-09 | 2008-11-01 | 10022382
1 | 11233.29 | 3660.0481 | 7573.2419 | 2024-12-01 | BH Colorado Electric Oper Co | Regulated Electric (122) | WPC Sub 30453 Desert Cove | WPC Sub 30453 Desert Cove | 135300 | Pwr Trfrmr Nbr Xxxxxxx: 9105XXXXXX | 10566662 | PWR TRFRMR NBR 38716 INSTALLATION | 2008-11-09 | 2008-11-01 | 10022382
0 | 0 | 0 | 0 | 2024-12-01 | BH Colorado Electric Oper Co | Regulated Electric (122) | WPC Sub 30453 Desert Cove | WPC Sub 30453 Desert Cove | 135300 | Regular,3phase, 100-320amp Dema: 5253800000 | 10588697 | METER, DEM CT 120-480 V 4W 3 PH ELECT | 2008-11-09 | 2008-01-01 | 10022382
0 | 13126.49 | 907.2196 | 12219.2704 | 2024-12-01 | BH Colorado Electric Oper Co | Regulated Electric (122) | WPC Sub 30453 Desert Cove | WPC Sub 30453 Desert Cove | 135300 | RELAY AND CONTROL: 5959810000 | 34237257 | NERC Test Switches | 2021-06-30 | 2021-06-01 | 10075413
1 | 45918.87 | 19495.1024 | 26423.7676 | 2024-12-01 | BH Colorado Electric Oper Co | Regulated Electric (122) | WPC Sub 30453 Desert Cove | WPC Sub 30453 Desert Cove | 135300 | Scada Equip - Rtu: 8191130000 | 10566371 | SCADA EQUIP - RTU | 2003-06-16 | 2003-01-01 | 10010307
0 | 11728.46 | 1273.795 | 10454.665 | 2024-12-01 | BH Colorado Electric Oper Co | Regulated Electric (122) | WPC Sub 30453 Desert Cove | WPC Sub 30453 Desert Cove | 135300 | SECURITY SYSTEM: 0630000027 | 33375840 | SECURITY SYSTEM | 2019-12-16 | 2019-12-01 | 10068547
20 | 10174.27 | 4118.6321 | 6055.6379 | 2024-12-01 | BH Colorado Electric Oper Co | Regulated Electric (122) | WPC Sub 30453 Desert Cove | WPC Sub 30453 Desert Cove | 135300 | Steel Conduit: 1820200000 | 10566448 | STEEL CONDUIT | 2004-12-20 | 2005-01-01 | 10020678
175 | 12821.63 | 4177.5635 | 8644.0665 | 2024-12-01 | BH Colorado Electric Oper Co | Regulated Electric (122) | WPC Sub 30453 Desert Cove | WPC Sub 30453 Desert Cove | 135300 | Steel Conduit: 1820200000 | 10566621 | CONDUIT VENT, CAST ALUMINUM THREADED 6 IN | 2008-11-09 | 2008-01-01 | 10022382
423 | 33007.3 | 14013.4261 | 18993.8739 | 2024-12-01 | BH Colorado Electric Oper Co | Regulated Electric (122) | WPC Sub 30453 Desert Cove | WPC Sub 30453 Desert Cove | 135300 | Steel Conduit: 1820200000 | 10566274 | STEEL CONDUIT | 2003-06-16 | 2003-01-01 | 10010307
2 | 5711.9 | 2425.0178 | 3286.8822 | 2024-12-01 | BH Colorado Electric Oper Co | Regulated Electric (122) | WPC Sub 30453 Desert Cove | WPC Sub 30453 Desert Cove | 135300 | Struc-Supporting,Outdoor-Other: 7849900000 | 10566337 | STRUC-SUPPORTING,OUTDOOR-OTHER | 2003-06-16 | 2003-01-01 | 10010307
12 | 3990.52 | 1694.1967 | 2296.3233 | 2024-12-01 | BH Colorado Electric Oper Co | Regulated Electric (122) | WPC Sub 30453 Desert Cove | WPC Sub 30453 Desert Cove | 135300 | Suspension Insulators: 4273000000 | 10566239 | SUSPENSION INSULATORS | 2003-06-16 | 2003-01-01 | 10010307
7 | 42783.96 | 18164.1595 | 24619.8005 | 2024-12-01 | BH Colorado Electric Oper Co | Regulated Electric (122) | WPC Sub 30453 Desert Cove | WPC Sub 30453 Desert Cove | 135300 | Switch Stand: 7847000000 | 10566246 | SWITCH STAND | 2003-06-16 | 2003-01-01 | 10010307
1 | 10050.86 | 4267.1465 | 5783.7135 | 2024-12-01 | BH Colorado Electric Oper Co | Regulated Electric (122) | WPC Sub 30453 Desert Cove | WPC Sub 30453 Desert Cove | 135300 | Switch Stand: 7847000000 | 10566267 | SWITCH STAND-15kV | 2003-06-16 | 2003-01-01 | 10010307
1 | 3731.24 | 1584.1179 | 2147.1221 | 2024-12-01 | BH Colorado Electric Oper Co | Regulated Electric (122) | WPC Sub 30453 Desert Cove | WPC Sub 30453 Desert Cove | 135300 | Telemeter Eq - Transmit/Receive: 8192060000 | 10566197 | TELEMETER EQ - TRANSMIT/RECEIVE | 2003-06-16 | 2003-01-01 | 10010307
2 | 1995.83 | 650.2844 | 1345.5456 | 2024-12-01 | BH Colorado Electric Oper Co | Regulated Electric (122) | WPC Sub 30453 Desert Cove | WPC Sub 30453 Desert Cove | 135300 | Vault: 4832000000 | 10566676 | VAULT | 2008-11-09 | 2008-01-01 | 10022382
2 | 19064.33 | 8093.8635 | 10970.4665 | 2024-12-01 | BH Colorado Electric Oper Co | Regulated Electric (122) | WPC Sub 30453 Desert Cove | WPC Sub 30453 Desert Cove | 135300 | Wave Trap: 1128000000 | 10566204 | WAVE TRAP | 2003-06-16 | 2003-01-01 | 10010307
1 | 1532.52 | -32.24 | 1564.76 | 2024-12-01 | BH Colorado Electric Oper Co | Regulated Electric (122) | WPC Sub 30470 Fountain Valley Pump | WPC Sub 30470 Fountain Valley Pump | 135001 | Land: 4481XXXXXX | 10562863 | LAND - TRACT 64 | 1980-07-01 | 1980-07-01 | WCDXFER
1 | 1906.52 | 646.0872 | 1260.4328 | 2024-12-01 | BH Colorado Electric Oper Co | Regulated Electric (122) | WPC Sub 30470 Fountain Valley Pump | WPC Sub 30470 Fountain Valley Pump | 135200 | Walls,Enclose/Retain,Sound Wall: 7703500000 | 10563092 | WALLS,ENCLOSE/RETAIN,SOUND WALL | 2003-10-15 | 2003-01-01 | 10018812
2 | 15137.81 | 12704.2159 | 2433.5941 | 2024-12-01 | BH Colorado Electric Oper Co | Regulated Electric (122) | WPC Sub 30470 Fountain Valley Pump | WPC Sub 30470 Fountain Valley Pump | 135300 | Airbrk-Elec-3ph 69-170kv- 1200-1999: 7982117019 | 10566737 | AIRBRK-3PH-ELEC-69-170KV- 1200-1999AMPS | 1982-07-01 | 1982-07-01 | WCDXFER
6 | 14585.06 | 12240.3274 | 2344.7326 | 2024-12-01 | BH Colorado Electric Oper Co | Regulated Electric (122) | WPC Sub 30470 Fountain Valley Pump | WPC Sub 30470 Fountain Valley Pump | 135300 | Arrester - 69,001-146,000 Volts: 0211460000 | 10566716 | ARRESTER - 69,001-146,000 VOLTS | 1982-07-01 | 1982-07-01 | WCDXFER
1 | 932.9 | 782.9245 | 149.9755 | 2024-12-01 | BH Colorado Electric Oper Co | Regulated Electric (122) | WPC Sub 30470 Fountain Valley Pump | WPC Sub 30470 Fountain Valley Pump | 135300 | Battery Charger: 0300000000 | 10566779 | BATTERY CHARGER | 1982-07-01 | 1982-07-01 | WCDXFER
0 | 19649.28 | 970.0242 | 18679.2558 | 2024-12-01 | BH Colorado Electric Oper Co | Regulated Electric (122) | WPC Sub 30470 Fountain Valley Pump | WPC Sub 30470 Fountain Valley Pump | 135300 | Bus and Station Conductor: 0770000000 | 37063528 | BUS | 2022-12-08 | 2022-01-01 | 10079917
1 | 41930.41 | 35189.567 | 6740.843 | 2024-12-01 | BH Colorado Electric Oper Co | Regulated Electric (122) | WPC Sub 30470 Fountain Valley Pump | WPC Sub 30470 Fountain Valley Pump | 135300 | Cond. Pwr Cable, Al, 251MCM-795MCM: 0773000795 | 10566758 | COND. PWR CABLE, AL, 251MCM-795MCM | 1982-07-01 | 1982-07-01 | WCDXFER
0 | 0 | 0 | 0 | 2024-12-01 | BH Colorado Electric Oper Co | Regulated Electric (122) | WPC Sub 30470 Fountain Valley Pump | WPC Sub 30470 Fountain Valley Pump | 135300 | Estimated Additions: 0010000000 | 24489013 | Replace (3) 115kV bushings at Fountain Valley Substation. | 2018-10-30 | 2018-11-01 | 10057846
0 | 0 | 0 | 0 | 2024-12-01 | BH Colorado Electric Oper Co | Regulated Electric (122) | WPC Sub 30470 Fountain Valley Pump | WPC Sub 30470 Fountain Valley Pump | 135300 | Estimated Additions: 0010000000 | 26641254 | Replace (3) 115kV bushings at Fountain Valley Substation. | 2018-10-30 | 2019-03-01 | 10057846
1 | 217.28 | 135.1532 | 82.1268 | 2024-12-01 | BH Colorado Electric Oper Co | Regulated Electric (122) | WPC Sub 30470 Fountain Valley Pump | WPC Sub 30470 Fountain Valley Pump | 135300 | Fence: 3220000000 | 10566822 | FENCES, CHAIN LINK | 1993-07-01 | 1993-07-01 | WCDXFER
300 | 5542.84 | 4651.7585 | 891.0815 | 2024-12-01 | BH Colorado Electric Oper Co | Regulated Electric (122) | WPC Sub 30470 Fountain Valley Pump | WPC Sub 30470 Fountain Valley Pump | 135300 | Fence: 3220000000 | 10566765 | FENCE | 1982-07-01 | 1982-07-01 | WCDXFER
1 | 9752.9 | 8184.9981 | 1567.9019 | 2024-12-01 | BH Colorado Electric Oper Co | Regulated Electric (122) | WPC Sub 30470 Fountain Valley Pump | WPC Sub 30470 Fountain Valley Pump | 135300 | Grounding Systems, Station: 3920000000 | 10566744 | GROUNDING SYSTEMS, STATION | 1982-07-01 | 1982-07-01 | WCDXFER
2 | 26013.85 | 21831.7951 | 4182.0549 | 2024-12-01 | BH Colorado Electric Oper Co | Regulated Electric (122) | WPC Sub 30470 Fountain Valley Pump | WPC Sub 30470 Fountain Valley Pump | 135300 | Pwr Trfrmr Nbr Xxxxxx Foundation: 9101XXXXXX | 10566786 | TRANSF, PWR, FOUNDATION-00000-TRANSF, PWR, FOUNDATION | 1982-07-01 | 1982-07-01 | WCDXFER
1 | 198266.61 | 166392.7483 | 31873.8617 | 2024-12-01 | BH Colorado Electric Oper Co | Regulated Electric (122) | WPC Sub 30470 Fountain Valley Pump | WPC Sub 30470 Fountain Valley Pump | 135300 | Pwr Trfrmr Nbr Xxxxxxx: 9105XXXXXX | 10566709 | TX.-POWER-08082-TX.-POWER | 1982-07-01 | 1982-07-01 | WCDXFER
1 | 64290.86 | 53955.2923 | 10335.5677 | 2024-12-01 | BH Colorado Electric Oper Co | Regulated Electric (122) | WPC Sub 30470 Fountain Valley Pump | WPC Sub 30470 Fountain Valley Pump | 135300 | Pwr Trfrmr Nbr Xxxxxxx: 9105XXXXXX | 10566723 | TX.-POWER-08081-TX.-POWER | 1982-07-01 | 1982-07-01 | WCDXFER
1 | 40404.59 | 33909.0418 | 6495.5482 | 2024-12-01 | BH Colorado Electric Oper Co | Regulated Electric (122) | WPC Sub 30470 Fountain Valley Pump | WPC Sub 30470 Fountain Valley Pump | 135300 | Reclosers-3ph,25001-34500v: 6553034000 | 10566751 | RECLOSERS-3PH,25001-34500V | 1982-07-01 | 1982-07-01 | WCDXFER
1 | 15387.83 | 11698.6027 | 3689.2273 | 2024-12-01 | BH Colorado Electric Oper Co | Regulated Electric (122) | WPC Sub 30470 Fountain Valley Pump | WPC Sub 30470 Fountain Valley Pump | 135300 | Scada Equip - Rtu: 8191130000 | 10566795 | SCADA EQUIPMENT- RTU | 1986-07-01 | 1986-07-01 | WCDXFER
1 | 2709.97 | 1899.7161 | 810.2539 | 2024-12-01 | BH Colorado Electric Oper Co | Regulated Electric (122) | WPC Sub 30470 Fountain Valley Pump | WPC Sub 30470 Fountain Valley Pump | 135300 | Scada Equip - Rtu: 8191130000 | 10566813 | SCADA EQUIPMENT- RTU | 1989-07-01 | 1989-07-01 | WCDXFER
0 | 4865.29 | 3506.6907 | 1358.5993 | 2024-12-01 | BH Colorado Electric Oper Co | Regulated Electric (122) | WPC Sub 30470 Fountain Valley Pump | WPC Sub 30470 Fountain Valley Pump | 135300 | Scada Equip - Rtu: 8191130000 | 10566804 | TELEMETERING-RTU | 1988-07-01 | 1988-07-01 | WCDXFER
1 | 22911.54 | 19228.2206 | 3683.3194 | 2024-12-01 | BH Colorado Electric Oper Co | Regulated Electric (122) | WPC Sub 30470 Fountain Valley Pump | WPC Sub 30470 Fountain Valley Pump | 135300 | Struc-High Prof-Bay #2-161kv: 7842002161 | 10566772 | STRUC-HIGH PROF-BAY #2-161KV | 1982-07-01 | 1982-07-01 | WCDXFER
2 | 133972.07 | 6613.7871 | 127358.2829 | 2024-12-01 | BH Colorado Electric Oper Co | Regulated Electric (122) | WPC Sub 30470 Fountain Valley Pump | WPC Sub 30470 Fountain Valley Pump | 135300 | Switches - Over 34500v: 7986900000 | 37063536 | Switches 115kV | 2022-12-08 | 2022-01-01 | 10079917
1 | 490.53 | 411.6711 | 78.8589 | 2024-12-01 | BH Colorado Electric Oper Co | Regulated Electric (122) | WPC Sub 30470 Fountain Valley Pump | WPC Sub 30470 Fountain Valley Pump | 135300 | Yard Lighting Systems: 7700900000 | 10566730 | YARD LIGHTING SYSTEMS | 1982-07-01 | 1982-07-01 | WCDXFER
0 | 0 | 0 | 0 | 2024-12-01 | BH Colorado Electric Oper Co | Regulated Electric (122) | WPC Sub 30470 Fountain Valley Pump | WPC Sub 30470 Fountain Valley Pump | 135301 | Estimated Additions: 0010000000 | 36460830 | This WO is for the replacement of the two 115kV MOAB switches at Fountain Valley Substation, 3121 and 3122. | 2022-12-08 | 2022-12-01 | 10079917
0 | 0 | 0 | 0 | 2024-12-01 | BH Colorado Electric Oper Co | Regulated Electric (122) | WPC Sub 30470 Fountain Valley Pump | WPC Sub 30470 Fountain Valley Pump | 135301 | Estimated Additions: 0010000000 | 36933426 | This WO is for the replacement of the two 115kV MOAB switches at Fountain Valley Substation, 3121 and 3122. | 2022-12-08 | 2023-03-01 | 10079917
1 | 29814.45 | -288.9599 | 30103.4099 | 2024-12-01 | BH Colorado Electric Oper Co | Regulated Electric (122) | WPC Sub 30518 Northridge | WPC Sub 30518 Northridge | 135001 | Land: 4481XXXXXX | 10562868 | LAND | 2004-06-01 | 2004-10-01 | 10018982
1 | 1129.38 | 1041.38 | 88 | 2024-12-01 | BH Colorado Electric Oper Co | Regulated Electric (122) | WPC Sub 30518 Northridge | WPC Sub 30518 Northridge | 135200 | Clearing & Grading: 1260000000 | 10563101 | CLEARING & GRADING | 1966-07-01 | 1966-07-01 | WCDXFER
1 | 516.03 | 361.95 | 154.08 | 2024-12-01 | BH Colorado Electric Oper Co | Regulated Electric (122) | WPC Sub 30518 Northridge | WPC Sub 30518 Northridge | 135200 | Walls,Enclose/Retain,Sound Wall: 7703500000 | 10563132 | WALLS,ENCLOSE/RETAIN,SOUND WALL | 1980-07-01 | 1980-07-01 | WCDXFER
1 | 320 | 249.67 | 70.33 | 2024-12-01 | BH Colorado Electric Oper Co | Regulated Electric (122) | WPC Sub 30518 Northridge | WPC Sub 30518 Northridge | 135200 | Yard Lighting Systems: 7700900000 | 10563110 | YARD LIGHTING SYSTEMS | 1975-07-01 | 1975-07-01 | WCDXFER
1 | 2713.48 | 2031.57 | 681.91 | 2024-12-01 | BH Colorado Electric Oper Co | Regulated Electric (122) | WPC Sub 30518 Northridge | WPC Sub 30518 Northridge | 135205 | Station Rock: 7702000000 | 37030801 | STATION ROCK | 1977-07-01 | 1977-07-01 | WCDXFER
1 | 19447.57 | 18241.2596 | 1206.3104 | 2024-12-01 | BH Colorado Electric Oper Co | Regulated Electric (122) | WPC Sub 30518 Northridge | WPC Sub 30518 Northridge | 135300 | Airbrk-1ph-Man-45-69kv-<=600amps: 7981206906 | 10566887 | AIRBREAK-1PH-MAN-45-69KV-<=600AMPS | 1977-07-01 | 1977-07-01 | WCDXFER
1 | 43945.62 | 23864.0511 | 20081.5689 | 2024-12-01 | BH Colorado Electric Oper Co | Regulated Electric (122) | WPC Sub 30518 Northridge | WPC Sub 30518 Northridge | 135300 | Airbrk-3ph-Manl-69-170kv- <= 600amp: 7982217006 | 10567061 | AIRBRK-3PH-MANL-69-170KV- <= 600AMPS | 1997-12-31 | 2000-01-01 | WCDXFER
5 | 23034.98 | 21606.1467 | 1428.8333 | 2024-12-01 | BH Colorado Electric Oper Co | Regulated Electric (122) | WPC Sub 30518 Northridge | WPC Sub 30518 Northridge | 135300 | Airbrk-Elec-3ph45-69kv- <= 600amps: 7982106906 | 10566922 | AIRBRK-3PH-ELEC-45-69KV- <= 600AMPS | 1977-07-01 | 1977-07-01 | WCDXFER
9 | 12313.34 | 11549.5577 | 763.7823 | 2024-12-01 | BH Colorado Electric Oper Co | Regulated Electric (122) | WPC Sub 30518 Northridge | WPC Sub 30518 Northridge | 135300 | Arrester - 69,001-146,000 Volts: 0211460000 | 10566950 | ARRESTER - 69,001-146,000 VOLTS | 1977-07-01 | 1977-07-01 | WCDXFER
0 | 11307.37 | 334.9259 | 10972.4441 | 2024-12-01 | BH Colorado Electric Oper Co | Regulated Electric (122) | WPC Sub 30518 Northridge | WPC Sub 30518 Northridge | 135300 | Batteries, Storage - Station: 0353000000 | 37599714 | Batteries, Storage - Station | 2023-04-14 | 2023-04-01 | 10081387
0 | 0 | 0 | 0 | 2024-12-01 | BH Colorado Electric Oper Co | Regulated Electric (122) | WPC Sub 30518 Northridge | WPC Sub 30518 Northridge | 135300 | Batteries, Storage: 0350000000 | 10567200 | BATTERIES, STORAGE | 2007-02-22 | 2007-01-01 | 10024515
0 | 9300.38 | 275.4786 | 9024.9014 | 2024-12-01 | BH Colorado Electric Oper Co | Regulated Electric (122) | WPC Sub 30518 Northridge | WPC Sub 30518 Northridge | 135300 | Battery Charger: 0300000000 | 37599669 | Battery Charger | 2023-04-14 | 2023-04-01 | 10081387
0 | 0 | 0 | 0 | 2024-12-01 | BH Colorado Electric Oper Co | Regulated Electric (122) | WPC Sub 30518 Northridge | WPC Sub 30518 Northridge | 135300 | Battery Charger: 0300000000 | 10566993 | BATTERY CHARGER | 1991-07-01 | 1991-07-01 | WCDXFER
1439 | 8225.15 | 4466.5521 | 3758.5979 | 2024-12-01 | BH Colorado Electric Oper Co | Regulated Electric (122) | WPC Sub 30518 Northridge | WPC Sub 30518 Northridge | 135300 | Bus and Station Conductor: 0770000000 | 10567075 | BUS AND STATION CONDUCTOR | 1997-12-31 | 2000-01-01 | WCDXFER
1 | 20673.95 | 7960.7492 | 12713.2008 | 2024-12-01 | BH Colorado Electric Oper Co | Regulated Electric (122) | WPC Sub 30518 Northridge | WPC Sub 30518 Northridge | 135300 | Cntl Cbl Switchgear Metal-Clad: 1965210000 | 10567193 | Feeder Metering | 2005-12-09 | 2005-01-01 | 10022279
1 | 368290.74 | 199995.1082 | 168295.6318 | 2024-12-01 | BH Colorado Electric Oper Co | Regulated Electric (122) | WPC Sub 30518 Northridge | WPC Sub 30518 Northridge | 135300 | Cntl Cbl Switchgear Metal-Clad: 1965210000 | 10567096 | CNTL CBL SWITCHGEAR METAL-CLAD | 1997-12-31 | 2000-01-01 | WCDXFER
1 | 14755.67 | 13840.3928 | 915.2772 | 2024-12-01 | BH Colorado Electric Oper Co | Regulated Electric (122) | WPC Sub 30518 Northridge | WPC Sub 30518 Northridge | 135300 | Cond. Control Cable, Other: 0772000000 | 10566915 | COND. CONTROL CABLE-COPPER, OTHER | 1977-07-01 | 1977-07-01 | WCDXFER
60 | 155.45 | 59.8579 | 95.5921 | 2024-12-01 | BH Colorado Electric Oper Co | Regulated Electric (122) | WPC Sub 30518 Northridge | WPC Sub 30518 Northridge | 135300 | Cond. Control Cable, Other: 0772000000 | 10567186 | COND. CONTROL CABLE, OTHER | 2005-12-09 | 2005-01-01 | 10022279
20 | 31.04 | 16.8558 | 14.1842 | 2024-12-01 | BH Colorado Electric Oper Co | Regulated Electric (122) | WPC Sub 30518 Northridge | WPC Sub 30518 Northridge | 135300 | Conduit, Encased Pvc Under 3": 1821102000 | 10567103 | CONDUIT, ENCD-PVC-UNDR 3" | 1997-12-31 | 2000-01-01 | WCDXFER
400 | 1426.36 | 774.5647 | 651.7953 | 2024-12-01 | BH Colorado Electric Oper Co | Regulated Electric (122) | WPC Sub 30518 Northridge | WPC Sub 30518 Northridge | 135300 | Conduit, Encased Pvc >4"-6": 1821106000 | 10567054 | CONDUIT, ENCASED-PVC->4"-6" | 1997-12-31 | 2000-01-01 | WCDXFER
120 | 2704.58 | 2536.818 | 167.762 | 2024-12-01 | BH Colorado Electric Oper Co | Regulated Electric (122) | WPC Sub 30518 Northridge | WPC Sub 30518 Northridge | 135300 | Conduit, Not Encsd Steel >4"-6": 1822206000 | 10566901 | CONDUIT, NOT ENCD-STL->4"-6" | 1977-07-01 | 1977-07-01 | WCDXFER
140 | 3138.31 | 2943.6442 | 194.6658 | 2024-12-01 | BH Colorado Electric Oper Co | Regulated Electric (122) | WPC Sub 30518 Northridge | WPC Sub 30518 Northridge | 135300 | Conduit, Not Encsd Steel 3"-4": 1822204000 | 10566929 | CONDUIT-NOT ENCD, STL-3"-4" | 1977-07-01 | 1977-07-01 | WCDXFER
40 | 139.17 | 146.8906 | -7.7206 | 2024-12-01 | BH Colorado Electric Oper Co | Regulated Electric (122) | WPC Sub 30518 Northridge | WPC Sub 30518 Northridge | 135300 | Conduit, Not Encsd Steel 3"-4": 1822204000 | 10566849 | CONDUIT-NOT ENCD, STL-3"-4" | 1966-07-01 | 1966-07-01 | WCDXFER
10 | 32.71 | 17.7627 | 14.9473 | 2024-12-01 | BH Colorado Electric Oper Co | Regulated Electric (122) | WPC Sub 30518 Northridge | WPC Sub 30518 Northridge | 135300 | Conduit, Not Encsd Steel Undr 3": 1822202000 | 10567089 | CONDUIT, NOT ENCD-STL-UNDR 3" | 1997-12-31 | 2000-01-01 | WCDXFER
0 | 0 | 0 | 0 | 2024-12-01 | BH Colorado Electric Oper Co | Regulated Electric (122) | WPC Sub 30518 Northridge | WPC Sub 30518 Northridge | 135300 | Estimated Additions: 0010000000 | 37229952 | Replace old M-0067E LTC control unit on XFMR 1 at Northridge substation | 2023-05-17 | 2023-05-01 | 10081824
0 | 0 | 0 | 0 | 2024-12-01 | BH Colorado Electric Oper Co | Regulated Electric (122) | WPC Sub 30518 Northridge | WPC Sub 30518 Northridge | 135300 | Estimated Additions: 0010000000 | 37079297 | The Northridge battery replacement includes replacing the existing 48VDC charger and flooded lead acid batteries. Additions will include an outdoor rated, fused, double throw manual transfer switch. | 2023-04-14 | 2023-04-01 | 10081387
0 | 0 | 0 | 0 | 2024-12-01 | BH Colorado Electric Oper Co | Regulated Electric (122) | WPC Sub 30518 Northridge | WPC Sub 30518 Northridge | 135300 | Estimated Additions: 0010000000 | 35113300 | Repair Northridge Tap Switches | 2022-02-11 | 2022-03-01 | 10078852
4 | 3876.93 | 38.2784 | 3838.6516 | 2024-12-01 | BH Colorado Electric Oper Co | Regulated Electric (122) | WPC Sub 30518 Northridge | WPC Sub 30518 Northridge | 135300 | Estimated Additions: 0010000000 | 39959890 | Northridge 115kV Tap RTU Replacement. | 2024-10-07 | 2024-11-01 | 10087591
1 | 217.28 | 135.1532 | 82.1268 | 2024-12-01 | BH Colorado Electric Oper Co | Regulated Electric (122) | WPC Sub 30518 Northridge | WPC Sub 30518 Northridge | 135300 | Fence: 3220000000 | 10567002 | FENCES, CHAIN LINK | 1993-07-01 | 1993-07-01 | WCDXFER
16 | 491.84 | 461.3317 | 30.5083 | 2024-12-01 | BH Colorado Electric Oper Co | Regulated Electric (122) | WPC Sub 30518 Northridge | WPC Sub 30518 Northridge | 135300 | Fence: 3220000000 | 10566908 | FENCES, CHAIN LINK | 1977-07-01 | 1977-07-01 | WCDXFER
500 | 1245.2 | 1314.2791 | -69.0791 | 2024-12-01 | BH Colorado Electric Oper Co | Regulated Electric (122) | WPC Sub 30518 Northridge | WPC Sub 30518 Northridge | 135300 | Fence: 3220000000 | 10566835 | FENCE | 1966-07-01 | 1966-07-01 | WCDXFER
1 | 3238.98 | 1439.0857 | 1799.8943 | 2024-12-01 | BH Colorado Electric Oper Co | Regulated Electric (122) | WPC Sub 30518 Northridge | WPC Sub 30518 Northridge | 135300 | Foundation: 6210000000 | 10567159 | FOUNDATION | 2002-11-25 | 2002-01-01 | 10017123
0 | 243.14 | 112.8288 | 130.3112 | 2024-12-01 | BH Colorado Electric Oper Co | Regulated Electric (122) | WPC Sub 30518 Northridge | WPC Sub 30518 Northridge | 135300 | Grounding Systems, Station: 3920000000 | 10567139 | GROUNDING SYSTEMS, STATION | 2001-06-01 | 2002-01-01 | 10012774
1 | 3028.38 | 2840.5331 | 187.8469 | 2024-12-01 | BH Colorado Electric Oper Co | Regulated Electric (122) | WPC Sub 30518 Northridge | WPC Sub 30518 Northridge | 135300 | Grounding Systems, Station: 3920000000 | 10566894 | GROUNDING SYSTEMS, STATION | 1977-07-01 | 1977-07-01 | WCDXFER
1 | 408.41 | 221.7813 | 186.6287 | 2024-12-01 | BH Colorado Electric Oper Co | Regulated Electric (122) | WPC Sub 30518 Northridge | WPC Sub 30518 Northridge | 135300 | Grounding Systems, Station: 3920000000 | 10567082 | GROUNDING SYSTEMS, STATION | 1997-12-31 | 2000-01-01 | WCDXFER
2 | 2551.47 | 1133.6236 | 1417.8464 | 2024-12-01 | BH Colorado Electric Oper Co | Regulated Electric (122) | WPC Sub 30518 Northridge | WPC Sub 30518 Northridge | 135300 | Multiple Address Remote System: 6307000000 | 12818249 | SCADA Radio MDS 9710B | 2002-09-30 | 2002-12-01 | 50507XFER
1 | 8081.89 | 3590.8009 | 4491.0891 | 2024-12-01 | BH Colorado Electric Oper Co | Regulated Electric (122) | WPC Sub 30518 Northridge | WPC Sub 30518 Northridge | 135300 | Other Interruptive Dev 115-161 Kv: 6219115000 | 10567166 | OTHER INTERRUPTIVE DEV 115-161 KV | 2002-11-25 | 2002-01-01 | 10017123
2 | 2146.35 | 1292.6954 | 853.6546 | 2024-12-01 | BH Colorado Electric Oper Co | Regulated Electric (122) | WPC Sub 30518 Northridge | WPC Sub 30518 Northridge | 135300 | Panel - Circuit Breaker Control: 5950400000 | 10567013 | CIRCUIT BREAKER CONTROL PANEL | 1994-07-01 | 1994-07-01 | WCDXFER
12 | 1777.15 | 965.0563 | 812.0937 | 2024-12-01 | BH Colorado Electric Oper Co | Regulated Electric (122) | WPC Sub 30518 Northridge | WPC Sub 30518 Northridge | 135300 | Potheads (Terminators): 6190000000 | 10567068 | POTHEADS (TERMINATORS) | 1997-12-31 | 2000-01-01 | WCDXFER
40 | 28.3 | 13.1326 | 15.1674 | 2024-12-01 | BH Colorado Electric Oper Co | Regulated Electric (122) | WPC Sub 30518 Northridge | WPC Sub 30518 Northridge | 135300 | Pvc Conduit: 1820100000 | 10567146 | PVC CONDUIT | 2001-06-01 | 2002-01-01 | 10012774
40 | 1966.99 | 873.9378 | 1093.0522 | 2024-12-01 | BH Colorado Electric Oper Co | Regulated Electric (122) | WPC Sub 30518 Northridge | WPC Sub 30518 Northridge | 135300 | Pvc Conduit: 1820100000 | 10567173 | PVC CONDUIT | 2002-11-25 | 2002-01-01 | 10017123
1 | 56192.63 | 52707.0658 | 3485.5642 | 2024-12-01 | BH Colorado Electric Oper Co | Regulated Electric (122) | WPC Sub 30518 Northridge | WPC Sub 30518 Northridge | 135300 | Pwr Trfrmr Nbr Xxxxxxx: 9105XXXXXX | 10566957 | TX.-POWER-08091-TX.-POWER | 1977-07-01 | 1977-07-01 | WCDXFER
1 | 153879.6 | 144334.6254 | 9544.9746 | 2024-12-01 | BH Colorado Electric Oper Co | Regulated Electric (122) | WPC Sub 30518 Northridge | WPC Sub 30518 Northridge | 135300 | Pwr Trfrmr Nbr Xxxxxxx: 9105XXXXXX | 10566880 | TX.-POWER-08090-TX.-POWER | 1977-07-01 | 1977-07-01 | WCDXFER
1 | 404721.7 | 219778.4288 | 184943.2712 | 2024-12-01 | BH Colorado Electric Oper Co | Regulated Electric (122) | WPC Sub 30518 Northridge | WPC Sub 30518 Northridge | 135300 | Pwr Trfrmr Nbr Xxxxxxx: 9105XXXXXX | 10567047 | POWER TRANSFORMER NBR 08401-08401- | 1997-12-31 | 1998-11-01 | WCDXFER
3 | 57819.95 | 26831.2842 | 30988.6658 | 2024-12-01 | BH Colorado Electric Oper Co | Regulated Electric (122) | WPC Sub 30518 Northridge | WPC Sub 30518 Northridge | 135300 | Regulator, Feeder Voltage: 6721000000 | 10567132 | REGULATOR, FEEDER VOLTAGE | 2001-06-01 | 2002-01-01 | 10012774
1 | 4581.48 | 2759.3161 | 1822.1639 | 2024-12-01 | BH Colorado Electric Oper Co | Regulated Electric (122) | WPC Sub 30518 Northridge | WPC Sub 30518 Northridge | 135300 | Relay - Miscellaneous: 5959900000 | 10567020 | MISCELLANEOUS RELAY | 1994-07-01 | 1994-07-01 | WCDXFER
0 | 4788.84 | 3451.5888 | 1337.2512 | 2024-12-01 | BH Colorado Electric Oper Co | Regulated Electric (122) | WPC Sub 30518 Northridge | WPC Sub 30518 Northridge | 135300 | Scada Equip - Rtu: 8191130000 | 10566975 | TELEMETERING-RTU | 1988-07-01 | 1988-07-01 | WCDXFER
1 | 2972.7 | 2083.8925 | 888.8075 | 2024-12-01 | BH Colorado Electric Oper Co | Regulated Electric (122) | WPC Sub 30518 Northridge | WPC Sub 30518 Northridge | 135300 | Scada Equip - Rtu: 8191130000 | 10566984 | SCADA EQUIPMENT- RTU | 1989-07-01 | 1989-07-01 | WCDXFER
1 | 15153.55 | 11520.4912 | 3633.0588 | 2024-12-01 | BH Colorado Electric Oper Co | Regulated Electric (122) | WPC Sub 30518 Northridge | WPC Sub 30518 Northridge | 135300 | Scada Equip - Rtu: 8191130000 | 10566966 | SCADA EQUIPMENT- RTU | 1986-07-01 | 1986-07-01 | WCDXFER
30 | 74.6 | 34.618 | 39.982 | 2024-12-01 | BH Colorado Electric Oper Co | Regulated Electric (122) | WPC Sub 30518 Northridge | WPC Sub 30518 Northridge | 135300 | Steel Conduit: 1820200000 | 10567125 | STEEL CONDUIT | 2001-06-01 | 2002-01-01 | 10012774
1 | 967.22 | 1026.74 | -59.52 | 2024-12-01 | BH Colorado Electric Oper Co | Regulated Electric (122) | WPC Sub 30518 Northridge | WPC Sub 30518 Northridge | 135300 | Struc-High Prof-Bay #1-161kv: 7842001161 | 10566842 | STRUC-HIGH PROF-BAY #1-161KV | 1956-07-01 | 1956-07-01 | WCDXFER
1 | 26524.45 | 24879.1689 | 1645.2811 | 2024-12-01 | BH Colorado Electric Oper Co | Regulated Electric (122) | WPC Sub 30518 Northridge | WPC Sub 30518 Northridge | 135300 | Struc-High Prof-Bay #1-161kv: 7842001161 | 10566943 | STRUC-HIGH PROF-BAY #1-161KV | 1977-07-01 | 1977-07-01 | WCDXFER
2 | 3969.66 | 3723.4266 | 246.2334 | 2024-12-01 | BH Colorado Electric Oper Co | Regulated Electric (122) | WPC Sub 30518 Northridge | WPC Sub 30518 Northridge | 135300 | Struc-High Prof-Bay #2-69kv: 7842002069 | 10566936 | STRUC-HIGH PROF-BAY #2-69KV | 1977-07-01 | 1977-07-01 | WCDXFER
2 | 4821.99 | 2618.5139 | 2203.4761 | 2024-12-01 | BH Colorado Electric Oper Co | Regulated Electric (122) | WPC Sub 30518 Northridge | WPC Sub 30518 Northridge | 135300 | Struc-Supporting,Outdoor-Other: 7849900000 | 10567110 | FOUNDATION, SWITCHGEAR | 1997-12-31 | 2000-01-01 | 23557246
0 | 0 | 0 | 0 | 2024-12-01 | BH Colorado Electric Oper Co | Regulated Electric (122) | WPC Sub 30540 Pueblo Belmont | WPC Sub 30540 Pueblo Belmont | 135300 | Estimated Additions: 0010000000 | 9808074 | Inst 69KV Ckt Breakers-Belmont | 1999-07-13 | 2001-08-01 | 10005774
0 | 0 | 0 | 0 | 2024-12-01 | BH Colorado Electric Oper Co | Regulated Electric (122) | WPC Sub 30540 Pueblo Belmont | WPC Sub 30540 Pueblo Belmont | 135300 | Estimated Additions: 0010000000 | 9808688 | Inst 69KV Ckt Breakers-Belmont | 2001-07-13 | 2001-10-01 | 10005774
0 | 0 | 0 | 0 | 2024-12-01 | BH Colorado Electric Oper Co | Regulated Electric (122) | WPC Sub 30540 Pueblo Belmont | WPC Sub 30540 Pueblo Belmont | 135600 | Estimated Additions: 0010000000 | 9808072 | Inst 69KV Ckt Breakers-Belmont | 1999-07-13 | 2001-08-01 | 10005774
0 | 0 | 0 | 0 | 2024-12-01 | BH Colorado Electric Oper Co | Regulated Electric (122) | WPC Sub 30540 Pueblo Belmont | WPC Sub 30540 Pueblo Belmont | 135600 | Estimated Additions: 0010000000 | 9808687 | Inst 69KV Ckt Breakers-Belmont | 2001-07-13 | 2001-10-01 | 10005774
0 | 0 | 0 | 0 | 2024-12-01 | BH Colorado Electric Oper Co | Regulated Electric (122) | WPC Sub 30571 Pueblo Hyde Park | WPC Sub 30571 Pueblo Hyde Park | 135300 | Estimated Additions: 0010000000 | 29646570 | Replace existing door and/or locking mechanisms for Hyde Park to allow for compliance with NERC CIP Low Impact Standards | 2019-12-16 | 2020-07-01 | 10068559
0 | 0 | 0 | 0 | 2024-12-01 | BH Colorado Electric Oper Co | Regulated Electric (122) | WPC Sub 30571 Pueblo Hyde Park | WPC Sub 30571 Pueblo Hyde Park | 135300 | Estimated Additions: 0010000000 | 28830370 | Replace existing door and/or locking mechanisms for Hyde Park to allow for compliance with NERC CIP Low Impact Standards | 2019-12-16 | 2020-01-01 | 10068559
0 | 0 | 0 | 0 | 2024-12-01 | BH Colorado Electric Oper Co | Regulated Electric (122) | WPC Sub 30571 Pueblo Hyde Park | WPC Sub 30571 Pueblo Hyde Park | 135300 | Estimated Additions: 0010000000 | 28413207 | Replace existing door and/or locking mechanisms for Hyde Park to allow for compliance with NERC CIP Low Impact Standards | 2019-12-16 | 2019-12-01 | 10068559
0 | 0 | 0 | 0 | 2024-12-01 | BH Colorado Electric Oper Co | Regulated Electric (122) | WPC Sub 30571 Pueblo Hyde Park | WPC Sub 30571 Pueblo Hyde Park | 135300 | Estimated Additions: 0010000000 | 33333037 | Install test switches on lockout relays at Hyde Park to aid in NERC testing. | 2021-06-16 | 2021-06-01 | 10075418
0 | 0 | 0 | 0 | 2024-12-01 | BH Colorado Electric Oper Co | Regulated Electric (122) | WPC Sub 30571 Pueblo Hyde Park | WPC Sub 30571 Pueblo Hyde Park | 135300 | RELAY AND CONTROL: 5959810000 | 34237262 | NERC Test Switch | 2021-06-16 | 2021-06-01 | 10075418
0 | 0 | 0 | 0 | 2024-12-01 | BH Colorado Electric Oper Co | Regulated Electric (122) | WPC Sub 30571 Pueblo Hyde Park | WPC Sub 30571 Pueblo Hyde Park | 135301 | Estimated Additions: 0010000000 | 35434611 | Install DME equipment at Hyde Park substation for PRC-002 compliance. | 2022-05-19 | 2022-05-01 | 10077633
1 | 12507.04 | -215.83 | 12722.87 | 2024-12-01 | BH Colorado Electric Oper Co | Regulated Electric (122) | WPC Sub 30572 Pueblo Hyde Park 2 | WPC Sub 30572 Puebloe Hyde Park 2 | 135001 | Land: 4481XXXXXX | 10562873 | LAND - TRACT 75 | 1988-07-01 | 1988-07-01 | WCDXFER
1 | 319906.17 | 103368.3888 | 216537.7812 | 2024-12-01 | BH Colorado Electric Oper Co | Regulated Electric (122) | WPC Sub 30572 Pueblo Hyde Park 2 | WPC Sub 30572 Puebloe Hyde Park 2 | 135200 | Building - Other: 0630000000 | 10563177 | BUILDING - OTHER | 2004-04-26 | 2004-07-01 | 10018661
1 | 42804.66 | 13831.0828 | 28973.5772 | 2024-12-01 | BH Colorado Electric Oper Co | Regulated Electric (122) | WPC Sub 30572 Pueblo Hyde Park 2 | WPC Sub 30572 Puebloe Hyde Park 2 | 135200 | Clearing & Grading: 1260000000 | 10563170 | CLEARING & GRADING | 2004-04-26 | 2004-01-01 | 10018661
1 | 30145.7 | 9740.7075 | 20404.9925 | 2024-12-01 | BH Colorado Electric Oper Co | Regulated Electric (122) | WPC Sub 30572 Pueblo Hyde Park 2 | WPC Sub 30572 Puebloe Hyde Park 2 | 135200 | Fence: 3220000000 | 10563149 | FENCE | 2004-04-26 | 2004-01-01 | 10018661
1 | 8402.92 | 2715.1596 | 5687.7604 | 2024-12-01 | BH Colorado Electric Oper Co | Regulated Electric (122) | WPC Sub 30572 Pueblo Hyde Park 2 | WPC Sub 30572 Puebloe Hyde Park 2 | 135200 | Landscaping: 7701000000 | 10563163 | LANDSCAPING | 2004-04-26 | 2004-01-01 | 10018661
0 | 5481.84 | 475.2262 | 5006.6138 | 2024-12-01 | BH Colorado Electric Oper Co | Regulated Electric (122) | WPC Sub 30572 Pueblo Hyde Park 2 | WPC Sub 30572 Puebloe Hyde Park 2 | 135200 | SECURITY SYSTEM: 0630000027 | 33375712 | SECURITY SYSTEM | 2019-12-16 | 2019-12-01 | 10068559
1 | 23554.75 | 7611.0334 | 15943.7166 | 2024-12-01 | BH Colorado Electric Oper Co | Regulated Electric (122) | WPC Sub 30572 Pueblo Hyde Park 2 | WPC Sub 30572 Puebloe Hyde Park 2 | 135200 | Station Rock: 7702000000 | 10563156 | STATION ROCK | 2004-04-26 | 2004-01-01 | 10018661
2 | 9800.79 | 3967.4442 | 5833.3458 | 2024-12-01 | BH Colorado Electric Oper Co | Regulated Electric (122) | WPC Sub 30572 Pueblo Hyde Park 2 | WPC Sub 30572 Puebloe Hyde Park 2 | 135300 | Airbrk-3ph-Manl-15-45kv- >=2000a: 7982204520 | 10567339 | AIRBRK-3PH-MANL-15-45KV- >=2000A | 2004-04-26 | 2004-01-01 | 10018661
7 | 46925.88 | 18996.0003 | 27929.8797 | 2024-12-01 | BH Colorado Electric Oper Co | Regulated Electric (122) | WPC Sub 30572 Pueblo Hyde Park 2 | WPC Sub 30572 Puebloe Hyde Park 2 | 135300 | Airbrk-3ph-Manl-69-170kv- 1200-1999: 7982217019 | 10567423 | AIRBRK-3PH-MANL-69-170KV- 1200-1999AMPS | 2004-04-26 | 2004-01-01 | 10018661
25 | 2794.23 | 1131.1284 | 1663.1016 | 2024-12-01 | BH Colorado Electric Oper Co | Regulated Electric (122) | WPC Sub 30572 Pueblo Hyde Park 2 | WPC Sub 30572 Puebloe Hyde Park 2 | 135300 | Arrester - 0-10,000 Volts: 0210100000 | 10567346 | ARRESTER - 0-10,000 VOLTS | 2004-04-26 | 2004-01-01 | 10020718
6 | 11026.74 | 4463.7193 | 6563.0207 | 2024-12-01 | BH Colorado Electric Oper Co | Regulated Electric (122) | WPC Sub 30572 Pueblo Hyde Park 2 | WPC Sub 30572 Puebloe Hyde Park 2 | 135300 | Arrester - 69,001-146,000 Volts: 0211460000 | 10567290 | ARRESTER - 69,001-146,000 VOLTS | 2004-04-26 | 2004-01-01 | 10018661
1 | 17743.48 | 7182.7135 | 10560.7665 | 2024-12-01 | BH Colorado Electric Oper Co | Regulated Electric (122) | WPC Sub 30572 Pueblo Hyde Park 2 | WPC Sub 30572 Puebloe Hyde Park 2 | 135300 | Batteries, Storage: 0350000000 | 10567332 | BATTERIES, STORAGE | 2004-04-26 | 2004-01-01 | 10018661
2 | 160434.77 | 64945.3762 | 95489.3938 | 2024-12-01 | BH Colorado Electric Oper Co | Regulated Electric (122) | WPC Sub 30572 Pueblo Hyde Park 2 | WPC Sub 30572 Puebloe Hyde Park 2 | 135300 | Breaker, Gas - 115-161 Kv: 6212115000 | 10567437 | BREAKER, GAS - 115-161 KV | 2004-04-26 | 2004-01-01 | 10018661
0 | 34964.31 | 14153.8537 | 20810.4563 | 2024-12-01 | BH Colorado Electric Oper Co | Regulated Electric (122) | WPC Sub 30572 Pueblo Hyde Park 2 | WPC Sub 30572 Puebloe Hyde Park 2 | 135300 | Bus Bar: 0771000000 | 10567311 | BUS BAR | 2004-04-26 | 2004-01-01 | 10018661
27 | 30754.96 | 12449.8726 | 18305.0874 | 2024-12-01 | BH Colorado Electric Oper Co | Regulated Electric (122) | WPC Sub 30572 Pueblo Hyde Park 2 | WPC Sub 30572 Puebloe Hyde Park 2 | 135300 | Bus Support: 7846000000 | 10567318 | BUS SUPPORT | 2004-04-26 | 2004-01-01 | 10018661
140 | 38806 | 15709.0029 | 23096.9971 | 2024-12-01 | BH Colorado Electric Oper Co | Regulated Electric (122) | WPC Sub 30572 Pueblo Hyde Park 2 | WPC Sub 30572 Puebloe Hyde Park 2 | 135300 | Cable Trench: 1824000000 | 37646146 | CABLE TRENCH | 2004-04-26 | 2004-01-01 | 10018661
0 | 0 | 0 | 0 | 2024-12-01 | BH Colorado Electric Oper Co | Regulated Electric (122) | WPC Sub 30572 Pueblo Hyde Park 2 | WPC Sub 30572 Puebloe Hyde Park 2 | 135300 | Cable Trench: 4835000000 | 10567325 | CABLE TRENCH | 2004-04-26 | 2004-01-01 | 10018661
1 | 534466.02 | 216356.4466 | 318109.5734 | 2024-12-01 | BH Colorado Electric Oper Co | Regulated Electric (122) | WPC Sub 30572 Pueblo Hyde Park 2 | WPC Sub 30572 Puebloe Hyde Park 2 | 135300 | Cntl Cbl Switchgear Metal-Clad: 1965210000 | 10567416 | CNTL CBL SWITCHGEAR METAL-CLAD | 2004-04-26 | 2004-01-01 | 10018661
13500 | 19580.75 | 7926.4562 | 11654.2938 | 2024-12-01 | BH Colorado Electric Oper Co | Regulated Electric (122) | WPC Sub 30572 Pueblo Hyde Park 2 | WPC Sub 30572 Puebloe Hyde Park 2 | 135300 | Cond. Control Cable, Other: 0772000000 | 10567430 | COND. CONTROL CABLE, OTHER | 2004-04-26 | 2004-01-01 | 10018661
8104 | 72165.6 | 29213.2562 | 42952.3438 | 2024-12-01 | BH Colorado Electric Oper Co | Regulated Electric (122) | WPC Sub 30572 Pueblo Hyde Park 2 | WPC Sub 30572 Puebloe Hyde Park 2 | 135300 | Cond. Pwr Cable, Other: 0773100000 | 10567353 | COND. PWR CABLE, OTHER | 2004-04-26 | 2004-01-01 | 10018661
5 | 5893.73 | 2385.8326 | 3507.8974 | 2024-12-01 | BH Colorado Electric Oper Co | Regulated Electric (122) | WPC Sub 30572 Pueblo Hyde Park 2 | WPC Sub 30572 Puebloe Hyde Park 2 | 135300 | Curr/Pot Trans/Reac Stand: 7843000000 | 10567360 | CURR/POT TRANS/REAC STAND | 2004-04-26 | 2004-01-01 | 10018661
3 | 44282.62 | 437.2187 | 43845.4013 | 2024-12-01 | BH Colorado Electric Oper Co | Regulated Electric (122) | WPC Sub 30572 Pueblo Hyde Park 2 | WPC Sub 30572 Puebloe Hyde Park 2 | 135300 | Estimated Additions: 0010000000 | 40160644 | Distribution Battery Replacement at Hyde Park Sub | 2024-11-19 | 2024-12-01 | 10085365
1 | 20851.09 | 8440.7008 | 12410.3892 | 2024-12-01 | BH Colorado Electric Oper Co | Regulated Electric (122) | WPC Sub 30572 Pueblo Hyde Park 2 | WPC Sub 30572 Puebloe Hyde Park 2 | 135300 | Grounding Systems, Station: 3920000000 | 10567367 | GROUNDING SYSTEMS, STATION | 2004-04-26 | 2004-01-01 | 10018661
3 | 6164.28 | 2495.3536 | 3668.9264 | 2024-12-01 | BH Colorado Electric Oper Co | Regulated Electric (122) | WPC Sub 30572 Pueblo Hyde Park 2 | WPC Sub 30572 Puebloe Hyde Park 2 | 135300 | Interrupting Device Stand: 7844000000 | 10567374 | INTERRUPTING DEVICE STAND | 2004-04-26 | 2004-01-01 | 10018661
1 | 56853.56 | 23014.8106 | 33838.7494 | 2024-12-01 | BH Colorado Electric Oper Co | Regulated Electric (122) | WPC Sub 30572 Pueblo Hyde Park 2 | WPC Sub 30572 Puebloe Hyde Park 2 | 135300 | Other Interruptive Dev 115-161 Kv: 6219115000 | 10567402 | CIRCUIT SWITCHER | 2004-04-26 | 2004-01-01 | 10018661
1 | 61620.49 | 3042.0132 | 58578.4768 | 2024-12-01 | BH Colorado Electric Oper Co | Regulated Electric (122) | WPC Sub 30572 Pueblo Hyde Park 2 | WPC Sub 30572 Puebloe Hyde Park 2 | 135300 | Panel - Other: 5950900000 | 36014237 | Panel - DME(Disturbance Monitoring Equipment) | 2022-05-19 | 2022-05-01 | 10077633
1 | 5567.46 | 1374.2413 | 4193.2187 | 2024-12-01 | BH Colorado Electric Oper Co | Regulated Electric (122) | WPC Sub 30572 Pueblo Hyde Park 2 | WPC Sub 30572 Puebloe Hyde Park 2 | 135300 | Portable Air Conditioners & Heaters: 3645500000 | 35443474 | HYDE PARK AIRCONDITIONER | 2012-04-01 | 2012-11-01 | 10043031
1 | 5564.31 | 1373.4638 | 4190.8462 | 2024-12-01 | BH Colorado Electric Oper Co | Regulated Electric (122) | WPC Sub 30572 Pueblo Hyde Park 2 | WPC Sub 30572 Puebloe Hyde Park 2 | 135300 | Portable Air Conditioners & Heaters: 3645500000 | 35443463 | HYDE PARK HEAT PUMP | 2012-04-01 | 2012-11-01 | 10043031
27 | 9176.57 | 3714.7545 | 5461.8155 | 2024-12-01 | BH Colorado Electric Oper Co | Regulated Electric (122) | WPC Sub 30572 Pueblo Hyde Park 2 | WPC Sub 30572 Puebloe Hyde Park 2 | 135300 | Post Insulators: 4272000000 | 10567381 | POST INSULATORS | 2004-04-26 | 2004-01-01 | 10018661
5 | 28397.69 | 11495.6294 | 16902.0606 | 2024-12-01 | BH Colorado Electric Oper Co | Regulated Electric (122) | WPC Sub 30572 Pueblo Hyde Park 2 | WPC Sub 30572 Puebloe Hyde Park 2 | 135300 | Potential Device - Ccvt: 1126000000 | 10567388 | POTENTIAL DEVICE - CCVT | 2004-04-26 | 2004-01-01 | 10018661
62 | 12464.95 | 5045.9191 | 7419.0309 | 2024-12-01 | BH Colorado Electric Oper Co | Regulated Electric (122) | WPC Sub 30572 Pueblo Hyde Park 2 | WPC Sub 30572 Puebloe Hyde Park 2 | 135300 | Potheads (Terminators): 6190000000 | 10567395 | POTHEADS (TERMINATORS) | 2004-04-26 | 2004-01-01 | 10018661
2810 | 35989.62 | 14568.908 | 21420.712 | 2024-12-01 | BH Colorado Electric Oper Co | Regulated Electric (122) | WPC Sub 30572 Pueblo Hyde Park 2 | WPC Sub 30572 Puebloe Hyde Park 2 | 135300 | Pvc Conduit: 1820100000 | 10567409 | PVC CONDUIT | 2004-04-26 | 2004-01-01 | 10018661
1 | 3956.85 | 1601.7669 | 2355.0831 | 2024-12-01 | BH Colorado Electric Oper Co | Regulated Electric (122) | WPC Sub 30572 Pueblo Hyde Park 2 | WPC Sub 30572 Puebloe Hyde Park 2 | 135300 | Pwr Trfrmr Nbr Xxxxxx Bushing: 9103XXXXXX | 10567479 | PWR TRFRMR NBR 08403 BUSHING-08403-POWER TRANSFORMER 08403 - BUSHING | 2004-04-26 | 2004-07-01 | 10018661
1 | 6299.42 | 2550.0595 | 3749.3605 | 2024-12-01 | BH Colorado Electric Oper Co | Regulated Electric (122) | WPC Sub 30572 Pueblo Hyde Park 2 | WPC Sub 30572 Puebloe Hyde Park 2 | 135300 | Pwr Trfrmr Nbr Xxxxxx Bushing: 9103XXXXXX | 10567472 | PWR TRFRMR NBR 08403 BUSHING-08403-POWER TRANSFORMER 08403 - BUSHING | 2004-04-26 | 2004-07-01 | 10018661
1 | 11433.2 | 4628.2578 | 6804.9422 | 2024-12-01 | BH Colorado Electric Oper Co | Regulated Electric (122) | WPC Sub 30572 Pueblo Hyde Park 2 | WPC Sub 30572 Puebloe Hyde Park 2 | 135300 | Pwr Trfrmr Nbr Xxxxxx Foundation: 9101XXXXXX | 10567465 | PWR TRFRMR NBR 08403 FOUNDATION--POWER TRANSFORMER - FOUNDATION | 2004-04-26 | 2004-07-01 | 10018661
1 | 10619.96 | 4299.0512 | 6320.9088 | 2024-12-01 | BH Colorado Electric Oper Co | Regulated Electric (122) | WPC Sub 30572 Pueblo Hyde Park 2 | WPC Sub 30572 Puebloe Hyde Park 2 | 135300 | Pwr Trfrmr Nbr Xxxxxx Installation: 9102XXXXXX | 10567458 | PWR TRFRMR NBR 08403 INSTALLATION-08403-POWER TRANSFORMER 08403 - INSTALLAT | 2004-04-26 | 2004-07-01 | 10018661
1 | 534627.47 | 216421.803 | 318205.667 | 2024-12-01 | BH Colorado Electric Oper Co | Regulated Electric (122) | WPC Sub 30572 Pueblo Hyde Park 2 | WPC Sub 30572 Puebloe Hyde Park 2 | 135300 | Pwr Trfrmr Nbr Xxxxxxx: 9105XXXXXX | 10567269 | POWER TRANSFORMER 08403-08403-POWER TRANSFORMER 08403 | 2004-04-26 | 2004-07-01 | 10018661
0 | 11794.12 | 815.1347 | 10978.9853 | 2024-12-01 | BH Colorado Electric Oper Co | Regulated Electric (122) | WPC Sub 30572 Pueblo Hyde Park 2 | WPC Sub 30572 Puebloe Hyde Park 2 | 135300 | RELAY AND CONTROL: 5959810000 | 35443497 | NERC Test Switch | 2021-06-16 | 2021-06-01 | 10075418
1 | 34709.2 | 14050.583 | 20658.617 | 2024-12-01 | BH Colorado Electric Oper Co | Regulated Electric (122) | WPC Sub 30572 Pueblo Hyde Park 2 | WPC Sub 30572 Puebloe Hyde Park 2 | 135300 | Scada Equip - Rtu: 8191130000 | 10567444 | SCADA EQUIP - RTU | 2004-04-26 | 2004-01-01 | 10018661
440 | 38163.14 | 15448.7677 | 22714.3723 | 2024-12-01 | BH Colorado Electric Oper Co | Regulated Electric (122) | WPC Sub 30572 Pueblo Hyde Park 2 | WPC Sub 30572 Puebloe Hyde Park 2 | 135300 | Steel Conduit: 1820200000 | 10567283 | STEEL CONDUIT | 2004-04-26 | 2004-01-01 | 10018661
3 | 92281.77 | 37356.455 | 54925.315 | 2024-12-01 | BH Colorado Electric Oper Co | Regulated Electric (122) | WPC Sub 30572 Pueblo Hyde Park 2 | WPC Sub 30572 Puebloe Hyde Park 2 | 135300 | Struc-Supporting,Outdoor-Other: 7849900000 | 10567451 | STATIC MAST | 2004-04-26 | 2004-01-01 | 10018661
6 | 3110.72 | 1259.2462 | 1851.4738 | 2024-12-01 | BH Colorado Electric Oper Co | Regulated Electric (122) | WPC Sub 30572 Pueblo Hyde Park 2 | WPC Sub 30572 Puebloe Hyde Park 2 | 135300 | Suspension Insulators: 4273000000 | 10567304 | SUSPENSION INSULATORS | 2004-04-26 | 2004-01-01 | 10018661
2 | 12269.17 | 4966.6657 | 7302.5043 | 2024-12-01 | BH Colorado Electric Oper Co | Regulated Electric (122) | WPC Sub 30572 Pueblo Hyde Park 2 | WPC Sub 30572 Puebloe Hyde Park 2 | 135300 | Switch Stand: 7847000000 | 10567297 | SWITCH STAND - 15kV | 2004-04-26 | 2004-01-01 | 10018661
7 | 19951.14 | 8076.3933 | 11874.7467 | 2024-12-01 | BH Colorado Electric Oper Co | Regulated Electric (122) | WPC Sub 30572 Pueblo Hyde Park 2 | WPC Sub 30572 Puebloe Hyde Park 2 | 135300 | Switch Stand: 7847000000 | 10567276 | SWITCH STAND | 2004-04-26 | 2004-01-01 | 10018661
12 | 4365.65 | 1767.2527 | 2598.3973 | 2024-12-01 | BH Colorado Electric Oper Co | Regulated Electric (122) | WPC Sub 30572 Pueblo Hyde Park 2 | WPC Sub 30572 Puebloe Hyde Park 2 | 135300 | Switches - 7501 - 15000v: 7981500000 | 35443486 | SWITCHES - 7501 - 15000V | 2004-04-26 | 2004-01-01 | 10019172
1 | 3963.37 | 1280.6479 | 2682.7221 | 2024-12-01 | BH Colorado Electric Oper Co | Regulated Electric (122) | WPC Sub 30592 Pueblo Plant 115/13 | WPC Sub 30592 Pueblo Plant 115/13 | 135200 | Walls,Enclose/Retain,Sound Wall: 7703500000 | 10563195 | WALLS,ENCLOSE/RETAIN,SOUND WALL | 2004-12-03 | 2004-01-01 | 10020795
1 | 11155.37 | 3780.3653 | 7375.0047 | 2024-12-01 | BH Colorado Electric Oper Co | Regulated Electric (122) | WPC Sub 30592 Pueblo Plant 115/13 | WPC Sub 30592 Pueblo Plant 115/13 | 135200 | Walls,Enclose/Retain,Sound Wall: 7703500000 | 10563186 | WALLS,ENCLOSE/RETAIN,SOUND WALL | 2003-10-08 | 2003-01-01 | 10018815
0 | 0 | 0 | 0 | 2024-12-01 | BH Colorado Electric Oper Co | Regulated Electric (122) | WPC Sub 30592 Pueblo Plant 115/13 | WPC Sub 30592 Pueblo Plant 115/13 | 135300 | Estimated Additions: 0010000000 | 29646593 | Replace existing door and/or locking mechanisms for the Pueblo Communications Site to allow for compliance with NERC CIP Low Impact Standards | 2019-12-16 | 2020-07-01 | 10069450
0 | 0 | 0 | 0 | 2024-12-01 | BH Colorado Electric Oper Co | Regulated Electric (122) | WPC Sub 30592 Pueblo Plant 115/13 | WPC Sub 30592 Pueblo Plant 115/13 | 135300 | Estimated Additions: 0010000000 | 28413227 | Replace existing door and/or locking mechanisms for the Pueblo Communications Site to allow for compliance with NERC CIP Low Impact Standards | 2019-12-16 | 2019-12-01 | 10069450
6 | 3433.19 | 983.0186 | 2450.1714 | 2024-12-01 | BH Colorado Electric Oper Co | Regulated Electric (122) | WPC Sub 30610 Greenhorn | WPC Sub 30610 Greenhorn | 135300 | Arrester - 0-10,000 Volts: 0210100000 | 11874014 | ARRESTER: 115 KV 70 MCOV | 2010-04-15 | 2010-01-01 | 10026635
1 | 9608.22 | 1802.4466 | 7805.7734 | 2024-12-01 | BH Colorado Electric Oper Co | Regulated Electric (122) | WPC Sub 30610 Greenhorn | WPC Sub 30610 Greenhorn | 135300 | Battery Charger: 0300000000 | 13533101 | Battery Charger | 2015-07-27 | 2015-07-01 | 10049998
3 | 100617.06 | 28809.4856 | 71807.5744 | 2024-12-01 | BH Colorado Electric Oper Co | Regulated Electric (122) | WPC Sub 30610 Greenhorn | WPC Sub 30610 Greenhorn | 135300 | Breaker, Gas - 115-161 Kv: 6212115000 | 11874007 | BREAKER, GAS-115-161 KV | 2010-04-15 | 2010-01-01 | 10026635
0 | 4971.96 | 0 | 4971.96 | 2024-12-01 | BH Colorado Electric Oper Co | Regulated Electric (122) | WPC Sub 30610 Greenhorn | WPC Sub 30610 Greenhorn | 135300 | Bus and Station Conductor: 0770000000 | 32803797 | BUS | 2021-03-03 | 2021-01-01 | 10066394
71 | 6635.02 | 1899.7923 | 4735.2277 | 2024-12-01 | BH Colorado Electric Oper Co | Regulated Electric (122) | WPC Sub 30610 Greenhorn | WPC Sub 30610 Greenhorn | 135300 | Bus Bar: 0771000000 | 11874021 | BUS BAR | 2010-04-15 | 2010-01-01 | 10026635
0 | 22692.98 | 0 | 22692.98 | 2024-12-01 | BH Colorado Electric Oper Co | Regulated Electric (122) | WPC Sub 30610 Greenhorn | WPC Sub 30610 Greenhorn | 135300 | Cable Trench: 1824000000 | 32803813 | Cable Trench | 2021-03-03 | 2021-01-01 | 10066394
0 | 111043.31 | 0 | 111043.31 | 2024-12-01 | BH Colorado Electric Oper Co | Regulated Electric (122) | WPC Sub 30610 Greenhorn | WPC Sub 30610 Greenhorn | 135300 | Circuit Switcher: 6212115999 | 32803834 | Circuit Switcher | 2021-03-03 | 2021-01-01 | 10066394
1 | 9035.51 | 2230.2758 | 6805.2342 | 2024-12-01 | BH Colorado Electric Oper Co | Regulated Electric (122) | WPC Sub 30610 Greenhorn | WPC Sub 30610 Greenhorn | 135300 | Communications - JMUX Equip: | 11907833 | WPC 30610 COMMUNICATIONS: JMUX | 2012-10-11 | 2012-01-01 | 10044917
0 | 4686.07 | 0 | 4686.07 | 2024-12-01 | BH Colorado Electric Oper Co | Regulated Electric (122) | WPC Sub 30610 Greenhorn | WPC Sub 30610 Greenhorn | 135300 | Cond. Control Cable, Other: 0772000000 | 32803807 | CONTROL CABLE | 2021-03-03 | 2021-01-01 | 10066394
0 | 10353.52 | 0 | 10353.52 | 2024-12-01 | BH Colorado Electric Oper Co | Regulated Electric (122) | WPC Sub 30610 Greenhorn | WPC Sub 30610 Greenhorn | 135300 | Conduit, Unknown type: 1825000000 | 32803828 | STATION CONDUIT | 2021-03-03 | 2021-01-01 | 10066394
0 | 0 | 0 | 0 | 2024-12-01 | BH Colorado Electric Oper Co | Regulated Electric (122) | WPC Sub 30610 Greenhorn | WPC Sub 30610 Greenhorn | 135300 | Estimated Additions: 0010000000 | 28413189 | Replace existing door and/or locking mechanisms for Greenhorn Substation to allow for compliance with NERC CIP Low Impact Standards. | 2019-12-16 | 2019-12-01 | 10068552
0 | 0 | 0 | 0 | 2024-12-01 | BH Colorado Electric Oper Co | Regulated Electric (122) | WPC Sub 30610 Greenhorn | WPC Sub 30610 Greenhorn | 135300 | Estimated Additions: 0010000000 | 28830352 | Replace existing door and/or locking mechanisms for Greenhorn Substation to allow for compliance with NERC CIP Low Impact Standards. | 2019-12-16 | 2020-01-01 | 10068552
0 | 0 | 0 | 0 | 2024-12-01 | BH Colorado Electric Oper Co | Regulated Electric (122) | WPC Sub 30610 Greenhorn | WPC Sub 30610 Greenhorn | 135300 | Estimated Additions: 0010000000 | 29646543 | Replace existing door and/or locking mechanisms for Greenhorn Substation to allow for compliance with NERC CIP Low Impact Standards. | 2019-12-16 | 2020-07-01 | 10068552
0 | 0 | 0 | 0 | 2024-12-01 | BH Colorado Electric Oper Co | Regulated Electric (122) | WPC Sub 30610 Greenhorn | WPC Sub 30610 Greenhorn | 135300 | Estimated Additions: 0010000000 | 11911003 | BUILD 36 MILES OF TRANSMISSION (RATTLESNAKE) SOUTHERN CONNECTOR TRANSMISSION LINE 05-02-2012 GC | 2012-10-11 | 2013-06-01 | 10044917
0 | 1081.97 | 0 | 1081.97 | 2024-12-01 | BH Colorado Electric Oper Co | Regulated Electric (122) | WPC Sub 30610 Greenhorn | WPC Sub 30610 Greenhorn | 135300 | Fence: 3220000000 | 32803840 | Fence | 2021-03-03 | 2021-03-01 | 10066394
1 | 37153.77 | 9170.833 | 27982.937 | 2024-12-01 | BH Colorado Electric Oper Co | Regulated Electric (122) | WPC Sub 30610 Greenhorn | WPC Sub 30610 Greenhorn | 135300 | FIBER OPTIC PATCH PANEL: 8191015300 | 11845625 | FIBER OPTIC PATCH PANEL | 2012-10-11 | 2013-01-01 | 10044362
0 | 160000 | 45812.4864 | 114187.5136 | 2024-12-01 | BH Colorado Electric Oper Co | Regulated Electric (122) | WPC Sub 30610 Greenhorn | WPC Sub 30610 Greenhorn | 135300 | Foundation, Equipment: 3360000000 | 11874028 | FOUNDATION, EQUIPMENT | 2010-04-15 | 2010-05-01 | 10026635
0 | 3506.8 | 0 | 3506.8 | 2024-12-01 | BH Colorado Electric Oper Co | Regulated Electric (122) | WPC Sub 30610 Greenhorn | WPC Sub 30610 Greenhorn | 135300 | Grounding Systems, Station: 3920000000 | 32803819 | Grounding Systems, Station | 2021-03-03 | 2021-01-01 | 10066394
2 | 3889.53 | 1113.6815 | 2775.8485 | 2024-12-01 | BH Colorado Electric Oper Co | Regulated Electric (122) | WPC Sub 30610 Greenhorn | WPC Sub 30610 Greenhorn | 135300 | Line Tuner: 1129000000 | 11874035 | LINE TUNER | 2010-04-15 | 2010-01-01 | 10026635
1 | 9993.44 | 1874.7117 | 8118.7283 | 2024-12-01 | BH Colorado Electric Oper Co | Regulated Electric (122) | WPC Sub 30610 Greenhorn | WPC Sub 30610 Greenhorn | 135300 | Panel - Transformer Differential: 5950200000 | 13533106 | Panel - Transformer Differential | 2015-07-27 | 2015-07-01 | 10049998
0 | 9926.45 | 686.0532 | 9240.3968 | 2024-12-01 | BH Colorado Electric Oper Co | Regulated Electric (122) | WPC Sub 30610 Greenhorn | WPC Sub 30610 Greenhorn | 135300 | RELAY AND CONTROL: 5959810000 | 34237233 | NERC Test Switch | 2021-07-20 | 2021-07-01 | 10075392
0 | 140000 | 40085.9256 | 99914.0744 | 2024-12-01 | BH Colorado Electric Oper Co | Regulated Electric (122) | WPC Sub 30610 Greenhorn | WPC Sub 30610 Greenhorn | 135300 | Structure - Steel: 7841085000 | 11874042 | STRUCTURE-STEEL | 2010-04-15 | 2010-05-01 | 10026635
8 | 42431.25 | 12149.2566 | 30281.9934 | 2024-12-01 | BH Colorado Electric Oper Co | Regulated Electric (122) | WPC Sub 30610 Greenhorn | WPC Sub 30610 Greenhorn | 135300 | Switches-Gang 115kv: | 11874049 | SWITCH:3 PH 115KV GANG | 2010-04-15 | 2010-01-01 | 10026635
2 | 11315.01 | 3239.8046 | 8075.2054 | 2024-12-01 | BH Colorado Electric Oper Co | Regulated Electric (122) | WPC Sub 30610 Greenhorn | WPC Sub 30610 Greenhorn | 135300 | Wave Trap: 1128000000 | 11874056 | WAVE TRAP | 2010-04-15 | 2010-01-01 | 10026635
1 | 1.1 | -0.016412 | 1.1164 | 2024-12-01 | BH Colorado Electric Oper Co | Regulated Electric (122) | WPC Sub 30615 Pueblo Mem Airport | WPC Sub 30615 Pueblo Mem Airport | 135002 | Land Rights - Non-Depreciable: 4552XXXXXX | 10562878 | LAND RIGHTS | 1990-07-01 | 1990-07-01 | WCDXFER
1 | 2427.83 | 1320.2263 | 1107.6037 | 2024-12-01 | BH Colorado Electric Oper Co | Regulated Electric (122) | WPC Sub 30615 Pueblo Mem Airport | WPC Sub 30615 Pueblo Mem Airport | 135200 | Clearing & Grading: 1260000000 | 10563213 | CLEARING & GRADING | 1990-07-01 | 1990-07-01 | WCDXFER
1 | 3857.23 | 1367.9471 | 2489.2829 | 2024-12-01 | BH Colorado Electric Oper Co | Regulated Electric (122) | WPC Sub 30615 Pueblo Mem Airport | WPC Sub 30615 Pueblo Mem Airport | 135200 | Walls,Enclose/Retain,Sound Wall: 7703500000 | 10563222 | OIL CONTAINMENT BURMING | 2002-06-17 | 2002-01-01 | 10016226
1 | 7503.62 | 4080.3832 | 3423.2368 | 2024-12-01 | BH Colorado Electric Oper Co | Regulated Electric (122) | WPC Sub 30615 Pueblo Mem Airport | WPC Sub 30615 Pueblo Mem Airport | 135200 | Yard Lighting Systems: 7700900000 | 10563206 | YARD LIGHTING SYSTEMS | 1990-07-01 | 1990-07-01 | WCDXFER
1 | 23624.93 | 12829.1861 | 10795.7439 | 2024-12-01 | BH Colorado Electric Oper Co | Regulated Electric (122) | WPC Sub 30615 Pueblo Mem Airport | WPC Sub 30615 Pueblo Mem Airport | 135300 | Air Magnetic - 69 Kv: 6211069000 | 10567778 | AIR MAGNETIC - 69 KV | 1997-07-01 | 1997-07-01 | WCDXFER
1 | 8571.61 | 5839.5231 | 2732.0869 | 2024-12-01 | BH Colorado Electric Oper Co | Regulated Electric (122) | WPC Sub 30615 Pueblo Mem Airport | WPC Sub 30615 Pueblo Mem Airport | 135300 | Airbrk-1ph-Man-0-15000v-<=600amps: 7981201506 | 10567660 | AIRBREAK-1PH-MAN-0-15000V-<=600AMPS | 1990-07-01 | 1990-07-01 | WCDXFER
3 | 2111.47 | 938.1306 | 1173.3394 | 2024-12-01 | BH Colorado Electric Oper Co | Regulated Electric (122) | WPC Sub 30615 Pueblo Mem Airport | WPC Sub 30615 Pueblo Mem Airport | 135300 | Airbrk-1ph-Man-0-15000v-1200-1999a: 7981201519 | 10567941 | AIRBRK-1PH-MAN-0-15000V-1200-1999A | 2002-06-11 | 2002-01-01 | 10014094
2 | 5613.19 | 5951.8222 | -338.6322 | 2024-12-01 | BH Colorado Electric Oper Co | Regulated Electric (122) | WPC Sub 30615 Pueblo Mem Airport | WPC Sub 30615 Pueblo Mem Airport | 135300 | Airbrk-1ph-Man-45-69kv-<=600amps: 7981206906 | 10567499 | SWITCH,1PH,MAN,45001-69K,<600 | 1958-07-01 | 1958-07-01 | WCDXFER
3 | 14629.73 | 9966.6977 | 4663.0323 | 2024-12-01 | BH Colorado Electric Oper Co | Regulated Electric (122) | WPC Sub 30615 Pueblo Mem Airport | WPC Sub 30615 Pueblo Mem Airport | 135300 | Airbrk-1ph-Man-45-69kv-<=600amps: 7981206906 | 10567618 | AIRBREAK-1PH-MAN-45-69KV-<=600AMPS | 1990-07-01 | 1990-07-01 | WCDXFER
4 | 41798.01 | 28475.449 | 13322.561 | 2024-12-01 | BH Colorado Electric Oper Co | Regulated Electric (122) | WPC Sub 30615 Pueblo Mem Airport | WPC Sub 30615 Pueblo Mem Airport | 135300 | Airbrk-1ph-Man-69-170kv- 1200-1999a: 7981217019 | 10567632 | AIRBRK-1PH-MAN-69-170KV- 1200-1999AMPS | 1990-07-01 | 1990-07-01 | WCDXFER
5 | 41390.58 | 11851.2836 | 29539.2964 | 2024-12-01 | BH Colorado Electric Oper Co | Regulated Electric (122) | WPC Sub 30615 Pueblo Mem Airport | WPC Sub 30615 Pueblo Mem Airport | 135300 | Airbrk-3ph-Manl-0-15000v-1200-1999a: 7982201519 | 11100010 | 115 KV 3 PH, 1200 AMP 550KV BIL | 2010-04-15 | 2010-01-01 | 10026453
2 | 66456.39 | 29526.7156 | 36929.6744 | 2024-12-01 | BH Colorado Electric Oper Co | Regulated Electric (122) | WPC Sub 30615 Pueblo Mem Airport | WPC Sub 30615 Pueblo Mem Airport | 135300 | Airbrk-3ph-Manl-69-170kv- 1200-1999: 7982217019 | 10567976 | AIRBRK-3PH-MANL-69-170KV- 1200-1999AMPS | 2002-07-01 | 2002-01-01 | 10009212
2 | 3768.61 | 3975.3938 | -206.7838 | 2024-12-01 | BH Colorado Electric Oper Co | Regulated Electric (122) | WPC Sub 30615 Pueblo Mem Airport | WPC Sub 30615 Pueblo Mem Airport | 135300 | Airbrk-Elec-3ph45-69kv- <= 600amps: 7982106906 | 10567506 | AIRBRK-3PH-ELEC-45-69KV- <= 600AMPS | 1967-07-01 | 1967-07-01 | WCDXFER
0 | 0 | 0 | 0 | 2024-12-01 | BH Colorado Electric Oper Co | Regulated Electric (122) | WPC Sub 30615 Pueblo Mem Airport | WPC Sub 30615 Pueblo Mem Airport | 135300 | Arrester - 0-10,000 Volts DNU: 0210100000 | 11100019 | 115 KV ARRESTER | 2010-04-15 | 2010-01-01 | 10026453
3 | 427.99 | 232.414 | 195.576 | 2024-12-01 | BH Colorado Electric Oper Co | Regulated Electric (122) | WPC Sub 30615 Pueblo Mem Airport | WPC Sub 30615 Pueblo Mem Airport | 135300 | Arrester - 23,001-34,500 Volts: 0210690000 | 10567841 | ARRESTER - 23,000-69,000 VOLTS | 1997-07-01 | 1997-07-01 | WCDXFER
9 | 14650.16 | 6509.0973 | 8141.0627 | 2024-12-01 | BH Colorado Electric Oper Co | Regulated Electric (122) | WPC Sub 30615 Pueblo Mem Airport | WPC Sub 30615 Pueblo Mem Airport | 135300 | Arrester - 69,001-146,000 Volts: 0211460000 | 10568102 | ARRESTER - 69,001-146,000 VOLTS | 2002-07-01 | 2002-01-01 | 10009212
3 | 27231.03 | 7797.0074 | 19434.0226 | 2024-12-01 | BH Colorado Electric Oper Co | Regulated Electric (122) | WPC Sub 30615 Pueblo Mem Airport | WPC Sub 30615 Pueblo Mem Airport | 135300 | Arrester - 69,001-146,000 Volts: 0211460000 | 11457866 | 115 KV ARRESTER | 2010-04-15 | 2010-01-01 | 10026453
1 | 16777.41 | 3478.6448 | 13298.7652 | 2024-12-01 | BH Colorado Electric Oper Co | Regulated Electric (122) | WPC Sub 30615 Pueblo Mem Airport | WPC Sub 30615 Pueblo Mem Airport | 135300 | Batteries, Storage: 0350000000 | 12458881 | BATTERIES | 2014-02-07 | 2014-02-01 | 10048613
0 | 0 | 0 | 0 | 2024-12-01 | BH Colorado Electric Oper Co | Regulated Electric (122) | WPC Sub 30615 Pueblo Mem Airport | WPC Sub 30615 Pueblo Mem Airport | 135300 | Batteries, Storage: 0350000000 | 10567646 | BATTERIES, STORAGE | 1990-07-01 | 1990-07-01 | WCDXFER
1 | 4085.67 | 2783.4169 | 1302.2531 | 2024-12-01 | BH Colorado Electric Oper Co | Regulated Electric (122) | WPC Sub 30615 Pueblo Mem Airport | WPC Sub 30615 Pueblo Mem Airport | 135300 | Battery Charger: 0300000000 | 10567604 | BATTERY CHARGER | 1990-07-01 | 1990-07-01 | WCDXFER
1 | 514802.92 | 147402.5111 | 367400.4089 | 2024-12-01 | BH Colorado Electric Oper Co | Regulated Electric (122) | WPC Sub 30615 Pueblo Mem Airport | WPC Sub 30615 Pueblo Mem Airport | 135300 | Breaker, Gas - 115-161 Kv: 6212115000 | 11100016 | 115 KV GAS BREAKER | 2010-04-15 | 2010-01-01 | 10026453
2 | 141235.28 | 62751.1357 | 78484.1443 | 2024-12-01 | BH Colorado Electric Oper Co | Regulated Electric (122) | WPC Sub 30615 Pueblo Mem Airport | WPC Sub 30615 Pueblo Mem Airport | 135300 | Breaker, Gas - 115-161 Kv: 6212115000 | 10568053 | GAS - 115-161 KV | 2002-07-01 | 2002-01-01 | 10009212
1 | 16550.16 | 8987.3317 | 7562.8283 | 2024-12-01 | BH Colorado Electric Oper Co | Regulated Electric (122) | WPC Sub 30615 Pueblo Mem Airport | WPC Sub 30615 Pueblo Mem Airport | 135300 | Building - Other: 0630000000 | 10567785 | FOUNDATION FOR TRSF. | 1997-07-01 | 1997-07-01 | WCDXFER
1 | 135094.33 | 60022.6986 | 75071.6314 | 2024-12-01 | BH Colorado Electric Oper Co | Regulated Electric (122) | WPC Sub 30615 Pueblo Mem Airport | WPC Sub 30615 Pueblo Mem Airport | 135300 | Building - Other: 0630000000 | 10568109 | BUILDING - OTHER | 2002-07-01 | 2002-10-01 | 10009212
1 | 14397.2 | 4122.3221 | 10274.8779 | 2024-12-01 | BH Colorado Electric Oper Co | Regulated Electric (122) | WPC Sub 30615 Pueblo Mem Airport | WPC Sub 30615 Pueblo Mem Airport | 135300 | Bus and Station Conductor: 0770000000 | 11099996 | BUS AND STATION CONDUCTOR | 2010-04-15 | 2010-01-01 | 10026453
1 | 7528.42 | 3344.893 | 4183.527 | 2024-12-01 | BH Colorado Electric Oper Co | Regulated Electric (122) | WPC Sub 30615 Pueblo Mem Airport | WPC Sub 30615 Pueblo Mem Airport | 135300 | Bus Support: 7846000000 | 10567948 | BUS SUPPORT | 2002-07-01 | 2002-01-01 | 10009212
1 | 21381.39 | 8233.1574 | 13148.2326 | 2024-12-01 | BH Colorado Electric Oper Co | Regulated Electric (122) | WPC Sub 30615 Pueblo Mem Airport | WPC Sub 30615 Pueblo Mem Airport | 135300 | Cntl Cbl Switchgear Metal-Clad: 1965210000 | 10568147 | Feeder Metering | 2005-12-12 | 2005-01-01 | 10022280
1 | 34497.61 | 9196.4167 | 25301.1933 | 2024-12-01 | BH Colorado Electric Oper Co | Regulated Electric (122) | WPC Sub 30615 Pueblo Mem Airport | WPC Sub 30615 Pueblo Mem Airport | 135300 | Communications - JMUX Equip: | 11100051 | GE JUMX COMMUNICATION EQUIPMENT | 2011-03-02 | 2011-01-01 | 10040951
1000 | 24603.34 | 10931.3164 | 13672.0236 | 2024-12-01 | BH Colorado Electric Oper Co | Regulated Electric (122) | WPC Sub 30615 Pueblo Mem Airport | WPC Sub 30615 Pueblo Mem Airport | 135300 | Cond. Control Cable, Other: 0772000000 | 10567990 | COND. CONTROL CABLE, OTHER | 2002-07-01 | 2002-01-01 | 10009212
950 | 6263.98 | 3401.5663 | 2862.4137 | 2024-12-01 | BH Colorado Electric Oper Co | Regulated Electric (122) | WPC Sub 30615 Pueblo Mem Airport | WPC Sub 30615 Pueblo Mem Airport | 135300 | Cond. Control Cable-Copper, 4c/6: 0772006000 | 10567813 | COND. CONTROL CABLE-COPPER, 4c/6 | 1997-07-01 | 1997-07-01 | WCDXFER
950 | 6870.54 | 3730.9501 | 3139.5899 | 2024-12-01 | BH Colorado Electric Oper Co | Regulated Electric (122) | WPC Sub 30615 Pueblo Mem Airport | WPC Sub 30615 Pueblo Mem Airport | 135300 | Cond. Control Cable-Copper, 12c/12: 0772012000 | 10567834 | COND. CONTROL CABLE-COPPER, 12c/12 | 1997-07-01 | 1997-07-01 | WCDXFER
474 | 10016.3 | 4450.2634 | 5566.0366 | 2024-12-01 | BH Colorado Electric Oper Co | Regulated Electric (122) | WPC Sub 30615 Pueblo Mem Airport | WPC Sub 30615 Pueblo Mem Airport | 135300 | Cond. Pwr Cable, Al, 796MCM-2000MCM: 0773200000 | 10567997 | COND. PWR CABLE, AL, 796MCM-2000MCM | 2002-06-11 | 2002-01-01 | 10014094
688 | 12650.67 | 5121.1001 | 7529.5699 | 2024-12-01 | BH Colorado Electric Oper Co | Regulated Electric (122) | WPC Sub 30615 Pueblo Mem Airport | WPC Sub 30615 Pueblo Mem Airport | 135300 | Cond. Pwr Cable, Other: 0773100000 | 10568154 | COND. PWR CABLE, OTHER | 2004-11-05 | 2004-01-01 | 10018497
140 | 2743.92 | 1490.0472 | 1253.8728 | 2024-12-01 | BH Colorado Electric Oper Co | Regulated Electric (122) | WPC Sub 30615 Pueblo Mem Airport | WPC Sub 30615 Pueblo Mem Airport | 135300 | Conduit, Encased Pvc Under 3": 1821102000 | 10567792 | CONDUIT, ENCD-PVC-UNDR 3" | 1997-07-01 | 1997-07-01 | WCDXFER
60 | 1106.55 | 600.8964 | 505.6536 | 2024-12-01 | BH Colorado Electric Oper Co | Regulated Electric (122) | WPC Sub 30615 Pueblo Mem Airport | WPC Sub 30615 Pueblo Mem Airport | 135300 | Conduit, Encased Pvc >4"-6": 1821106000 | 10567764 | CONDUIT, ENCASED-PVC->4"-6" | 1997-07-01 | 1997-07-01 | WCDXFER
10 | 192.67 | 104.6267 | 88.0433 | 2024-12-01 | BH Colorado Electric Oper Co | Regulated Electric (122) | WPC Sub 30615 Pueblo Mem Airport | WPC Sub 30615 Pueblo Mem Airport | 135300 | Conduit, Encased Steel 3" & Unde: 1821202000 | 10567799 | CONDUIT-ENC COND-STEEL-UNDR 3" | 1997-07-01 | 1997-07-01 | WCDXFER
230 | 1678.82 | 745.9033 | 932.9167 | 2024-12-01 | BH Colorado Electric Oper Co | Regulated Electric (122) | WPC Sub 30615 Pueblo Mem Airport | WPC Sub 30615 Pueblo Mem Airport | 135300 | Conduit, Not Encsd Plastic >4"- 6": 1822106000 | 10568011 | CONDUIT, NOT ENCSD PLASTIC >4"- 6" | 2002-06-11 | 2002-01-01 | 10014094
1100 | 12210.32 | 5425.0712 | 6785.2488 | 2024-12-01 | BH Colorado Electric Oper Co | Regulated Electric (122) | WPC Sub 30615 Pueblo Mem Airport | WPC Sub 30615 Pueblo Mem Airport | 135300 | Conduit, Not Encsd Plastic 2.25-4": 1822140000 | 10567962 | CONDUIT, NOT ENCSD PLASTIC 2.25-4" | 2002-07-01 | 2002-01-01 | 10009212
1 | 17580.67 | 11977.0647 | 5603.6053 | 2024-12-01 | BH Colorado Electric Oper Co | Regulated Electric (122) | WPC Sub 30615 Pueblo Mem Airport | WPC Sub 30615 Pueblo Mem Airport | 135300 | Conduit, Not Encsd Pvc Under 3": 1822102000 | 10567625 | CONDUIT, NOT ENCD-PVC-UNDR 3" | 1990-07-01 | 1990-07-01 | WCDXFER
118 | 6232.5 | 2769.113 | 3463.387 | 2024-12-01 | BH Colorado Electric Oper Co | Regulated Electric (122) | WPC Sub 30615 Pueblo Mem Airport | WPC Sub 30615 Pueblo Mem Airport | 135300 | Conduit, Not Encsd Steel 2.25"-4": 1822240000 | 10568025 | CONDUIT, NOT ENCSD STEEL 2.25"-4" | 2002-07-01 | 2002-01-01 | 10009212
1 | 9830.69 | 5338.418 | 4492.272 | 2024-12-01 | BH Colorado Electric Oper Co | Regulated Electric (122) | WPC Sub 30615 Pueblo Mem Airport | WPC Sub 30615 Pueblo Mem Airport | 135300 | Control Cubicles-Main Swtbrd: 1964000000 | 10567848 | CONTROL CUBICLES-MAIN SWTBRD | 1997-07-01 | 1997-07-01 | WCDXFER
3 | 23018.41 | 12499.8239 | 10518.5861 | 2024-12-01 | BH Colorado Electric Oper Co | Regulated Electric (122) | WPC Sub 30615 Pueblo Mem Airport | WPC Sub 30615 Pueblo Mem Airport | 135300 | Ctrl Cub-Switchgear, Metalclad: 1963000000 | 10567820 | CTRL CUB-SWITCHGEAR, METALCLAD | 1997-07-01 | 1997-07-01 | WCDXFER
3 | 10199.99 | 4531.8773 | 5668.1127 | 2024-12-01 | BH Colorado Electric Oper Co | Regulated Electric (122) | WPC Sub 30615 Pueblo Mem Airport | WPC Sub 30615 Pueblo Mem Airport | 135300 | Curr/Pot Trans/Reac Stand: 7843000000 | 10568032 | CURR/POT TRANS/REAC STAND | 2002-07-01 | 2002-01-01 | 10009212
0 | 0 | 0 | 0 | 2024-12-01 | BH Colorado Electric Oper Co | Regulated Electric (122) | WPC Sub 30615 Pueblo Mem Airport | WPC Sub 30615 Pueblo Mem Airport | 135300 | Estimated Additions: 0010000000 | 12317835 | REPLACE 130 VDC 100 AH BATTERIES SYSTEM | 2014-02-07 | 2014-02-01 | 10048613
0 | 0 | 0 | 0 | 2024-12-01 | BH Colorado Electric Oper Co | Regulated Electric (122) | WPC Sub 30615 Pueblo Mem Airport | WPC Sub 30615 Pueblo Mem Airport | 135300 | Estimated Additions: 0010000000 | 12422974 | REPLACE 130 VDC 100 AH BATTERIES SYSTEM | 2014-02-07 | 2014-04-01 | 10048613
0 | 0 | 0 | 0 | 2024-12-01 | BH Colorado Electric Oper Co | Regulated Electric (122) | WPC Sub 30615 Pueblo Mem Airport | WPC Sub 30615 Pueblo Mem Airport | 135300 | Estimated Additions: 0010000000 | 9876606 | INST/CHANGE UNDERFREQUENCY REL | 1998-12-30 | 1999-03-01 | 23558231
0 | 0 | 0 | 0 | 2024-12-01 | BH Colorado Electric Oper Co | Regulated Electric (122) | WPC Sub 30615 Pueblo Mem Airport | WPC Sub 30615 Pueblo Mem Airport | 135300 | Estimated Additions: 0010000000 | 10338063 | Mem Airport-Reader Line Breake | 2010-04-15 | 2010-05-01 | 10026453
0 | 0 | 0 | 0 | 2024-12-01 | BH Colorado Electric Oper Co | Regulated Electric (122) | WPC Sub 30615 Pueblo Mem Airport | WPC Sub 30615 Pueblo Mem Airport | 135300 | Estimated Additions: 0010000000 | 29108639 | Replace existing door and/or locking mechanisms for Airport Memorial Substation to allow for compliance with NERC CIP Low Impact Standards. | 2019-12-16 | 2020-03-01 | 10068542
0 | 0 | 0 | 0 | 2024-12-01 | BH Colorado Electric Oper Co | Regulated Electric (122) | WPC Sub 30615 Pueblo Mem Airport | WPC Sub 30615 Pueblo Mem Airport | 135300 | Estimated Additions: 0010000000 | 9812491 | Inv-Add PCB's & Line Relaying | 2002-07-01 | 2002-10-01 | 10009212
0 | 0 | 0 | 0 | 2024-12-01 | BH Colorado Electric Oper Co | Regulated Electric (122) | WPC Sub 30615 Pueblo Mem Airport | WPC Sub 30615 Pueblo Mem Airport | 135300 | Estimated Additions: 0010000000 | 9812959 | Inv-Add PCB's & Line Relaying | 2002-07-01 | 2002-11-01 | 10009212
0 | 0 | 0 | 0 | 2024-12-01 | BH Colorado Electric Oper Co | Regulated Electric (122) | WPC Sub 30615 Pueblo Mem Airport | WPC Sub 30615 Pueblo Mem Airport | 135300 | Estimated Additions: 0010000000 | 36953991 | Replacement of the existing LTC at Airport Memorial Substation in CO | 2023-03-29 | 2023-03-01 | 10081633
1 | 217.28 | 135.1532 | 82.1268 | 2024-12-01 | BH Colorado Electric Oper Co | Regulated Electric (122) | WPC Sub 30615 Pueblo Mem Airport | WPC Sub 30615 Pueblo Mem Airport | 135300 | Fence: 3220000000 | 10567704 | FENCES, CHAIN LINK | 1993-07-01 | 1993-07-01 | WCDXFER
960 | 13607.27 | 9270.1333 | 4337.1367 | 2024-12-01 | BH Colorado Electric Oper Co | Regulated Electric (122) | WPC Sub 30615 Pueblo Mem Airport | WPC Sub 30615 Pueblo Mem Airport | 135300 | Fence: 3220000000 | 10567597 | FENCE | 1990-07-01 | 1990-07-01 | WCDXFER
1 | 18516.43 | 4570.4941 | 13945.9359 | 2024-12-01 | BH Colorado Electric Oper Co | Regulated Electric (122) | WPC Sub 30615 Pueblo Mem Airport | WPC Sub 30615 Pueblo Mem Airport | 135300 | FIBER OPTIC PATCH PANEL: 8191015300 | 11845613 | FIBER OPTIC PATCH PANEL | 2012-10-11 | 2013-01-01 | 10044362
1 | 66844.13 | 19139.3487 | 47704.7813 | 2024-12-01 | BH Colorado Electric Oper Co | Regulated Electric (122) | WPC Sub 30615 Pueblo Mem Airport | WPC Sub 30615 Pueblo Mem Airport | 135300 | Foundation, Other: 3369000000 | 11100022 | FOUNDATION | 2010-04-15 | 2010-05-01 | 10026453
2 | 9704.87 | 4311.8944 | 5392.9756 | 2024-12-01 | BH Colorado Electric Oper Co | Regulated Electric (122) | WPC Sub 30615 Pueblo Mem Airport | WPC Sub 30615 Pueblo Mem Airport | 135300 | Foundation: 6210000000 | 10568046 | FOUNDATION | 2002-07-01 | 2002-01-01 | 10009212
1 | 15639.94 | 10654.9167 | 4985.0233 | 2024-12-01 | BH Colorado Electric Oper Co | Regulated Electric (122) | WPC Sub 30615 Pueblo Mem Airport | WPC Sub 30615 Pueblo Mem Airport | 135300 | Grounding Systems, Station: 3920000000 | 10567611 | GROUNDING SYSTEMS, STATION | 1990-07-01 | 1990-07-01 | WCDXFER
1 | 8990.13 | 2574.1263 | 6416.0037 | 2024-12-01 | BH Colorado Electric Oper Co | Regulated Electric (122) | WPC Sub 30615 Pueblo Mem Airport | WPC Sub 30615 Pueblo Mem Airport | 135300 | Grounding Systems, Station: 3920000000 | 11100007 | GROUNDING SYSTEMS, STATION | 2010-04-15 | 2010-01-01 | 10026453
35 | 21806.8 | 14856.1719 | 6950.6281 | 2024-12-01 | BH Colorado Electric Oper Co | Regulated Electric (122) | WPC Sub 30615 Pueblo Mem Airport | WPC Sub 30615 Pueblo Mem Airport | 135300 | High Profile Struct-Foundation: 7842000000 | 10567653 | HIGH PROFILE STRUCT-FOUNDATION | 1990-07-01 | 1990-07-01 | WCDXFER
8 | 8141.88 | 3617.4546 | 4524.4254 | 2024-12-01 | BH Colorado Electric Oper Co | Regulated Electric (122) | WPC Sub 30615 Pueblo Mem Airport | WPC Sub 30615 Pueblo Mem Airport | 135300 | Insulators-Post-161kv: 4272161000 | 10568067 | INSULATORS-POST-115KV | 2002-07-01 | 2002-01-01 | 10009212
1 | 14555.15 | 6466.8841 | 8088.2659 | 2024-12-01 | BH Colorado Electric Oper Co | Regulated Electric (122) | WPC Sub 30615 Pueblo Mem Airport | WPC Sub 30615 Pueblo Mem Airport | 135300 | Line Tuner: 1129000000 | 10568095 | CARR CURR EQ-LINE TUNER | 2002-07-01 | 2002-01-01 | 10009212
2 | 37304.3 | 10681.2671 | 26623.0329 | 2024-12-01 | BH Colorado Electric Oper Co | Regulated Electric (122) | WPC Sub 30615 Pueblo Mem Airport | WPC Sub 30615 Pueblo Mem Airport | 135300 | Line Tuner: 1129000000 | 11100004 | LINE TUNER- 115KV UNIT | 2010-04-15 | 2010-01-01 | 10026453
4 | 19719.95 | 13434.4776 | 6285.4724 | 2024-12-01 | BH Colorado Electric Oper Co | Regulated Electric (122) | WPC Sub 30615 Pueblo Mem Airport | WPC Sub 30615 Pueblo Mem Airport | 135300 | Low Prof- Switch Stand - Low: 7841070000 | 10567681 | LOW PROF- SWITCH STAND - LOW | 1990-07-01 | 1990-07-01 | WCDXFER
2 | 12795.77 | 8717.2881 | 4078.4819 | 2024-12-01 | BH Colorado Electric Oper Co | Regulated Electric (122) | WPC Sub 30615 Pueblo Mem Airport | WPC Sub 30615 Pueblo Mem Airport | 135300 | Low Profile Str-Lightning Mast: 7841060000 | 10567639 | LOW PROFILE STR-LIGHTNING MAST | 1990-07-01 | 1990-07-01 | WCDXFER
15 | 43137.41 | 29387.933 | 13749.477 | 2024-12-01 | BH Colorado Electric Oper Co | Regulated Electric (122) | WPC Sub 30615 Pueblo Mem Airport | WPC Sub 30615 Pueblo Mem Airport | 135300 | Low Profile Struct-Bus Support-1ph: 7841010000 | 10567667 | LOW PROFILE STRUCT-BUS SUPPORT-1PH | 1990-07-01 | 1990-07-01 | WCDXFER
1 | 1275.73 | 566.8096 | 708.9204 | 2024-12-01 | BH Colorado Electric Oper Co | Regulated Electric (122) | WPC Sub 30615 Pueblo Mem Airport | WPC Sub 30615 Pueblo Mem Airport | 135300 | Multiple Address Remote System: 6307000000 | 12818392 | SCADA Radio MDS 9710B | 2002-09-30 | 2002-12-01 | 50507XFER
48 | 20325.84 | 5418.4882 | 14907.3518 | 2024-12-01 | BH Colorado Electric Oper Co | Regulated Electric (122) | WPC Sub 30615 Pueblo Mem Airport | WPC Sub 30615 Pueblo Mem Airport | 135300 | Other Cable (FIBER OPTIC): 0834100000 | 11100056 | FIBER OPTIC AND CONTROL WIRING | 2011-03-02 | 2011-01-01 | 10040951
2 | 7131.84 | 4858.6606 | 2273.1794 | 2024-12-01 | BH Colorado Electric Oper Co | Regulated Electric (122) | WPC Sub 30615 Pueblo Mem Airport | WPC Sub 30615 Pueblo Mem Airport | 135300 | Other Low Profile Structure: 7841990000 | 10567674 | OTHER LOW PROFILE STRUCTURE | 1990-07-01 | 1990-07-01 | WCDXFER
0 | 0 | 0 | 0 | 2024-12-01 | BH Colorado Electric Oper Co | Regulated Electric (122) | WPC Sub 30615 Pueblo Mem Airport | WPC Sub 30615 Pueblo Mem Airport | 135300 | Panel - Circuit Breaker Control: 5950400000 | 10567715 | CIRCUIT BREAKER CONTROL PANEL | 1994-07-01 | 1994-07-01 | WCDXFER
2 | 20260.95 | 9001.9832 | 11258.9668 | 2024-12-01 | BH Colorado Electric Oper Co | Regulated Electric (122) | WPC Sub 30615 Pueblo Mem Airport | WPC Sub 30615 Pueblo Mem Airport | 135300 | Panel - Circuit Breaker Control: 5950400000 | 10567983 | CIRCUIT BREAKER CONTROL PANEL | 2002-07-01 | 2002-01-01 | 10009212
0 | 0 | 0 | 0 | 2024-12-01 | BH Colorado Electric Oper Co | Regulated Electric (122) | WPC Sub 30615 Pueblo Mem Airport | WPC Sub 30615 Pueblo Mem Airport | 135300 | Panel - Line: 5950300000 | 10568074 | LINE PANEL | 2002-07-01 | 2002-01-01 | 10009212
2 | 25707.72 | 11421.9948 | 14285.7252 | 2024-12-01 | BH Colorado Electric Oper Co | Regulated Electric (122) | WPC Sub 30615 Pueblo Mem Airport | WPC Sub 30615 Pueblo Mem Airport | 135300 | Panel - Other: 5950900000 | 10568088 | OTHER PANELS | 2002-07-01 | 2002-01-01 | 10009212
3 | 47028.58 | 13465.6011 | 33562.9789 | 2024-12-01 | BH Colorado Electric Oper Co | Regulated Electric (122) | WPC Sub 30615 Pueblo Mem Airport | WPC Sub 30615 Pueblo Mem Airport | 135300 | Panel - Relay: 5950300003 | 11100031 | RELAY PANELS | 2010-04-15 | 2010-05-01 | 10026453
1 | 36414.99 | 9707.5543 | 26707.4357 | 2024-12-01 | BH Colorado Electric Oper Co | Regulated Electric (122) | WPC Sub 30615 Pueblo Mem Airport | WPC Sub 30615 Pueblo Mem Airport | 135300 | Panel - Relay: 5950300003 | 11100059 | PANEL-REALY BREAKER 9637 | 2011-03-02 | 2011-06-01 | 10040951
5 | 50938.02 | 22631.8708 | 28306.1492 | 2024-12-01 | BH Colorado Electric Oper Co | Regulated Electric (122) | WPC Sub 30615 Pueblo Mem Airport | WPC Sub 30615 Pueblo Mem Airport | 135300 | Potential Device - Ccvt: 1126000000 | 10568018 | CARR CURR EQ-POTENTIAL DEVICE | 2002-07-01 | 2002-01-01 | 10009212
9 | 3494.39 | 1414.5592 | 2079.8308 | 2024-12-01 | BH Colorado Electric Oper Co | Regulated Electric (122) | WPC Sub 30615 Pueblo Mem Airport | WPC Sub 30615 Pueblo Mem Airport | 135300 | Potheads (Terminators): 6190000000 | 10568126 | POTHEADS (TERMINATORS) | 2004-11-05 | 2004-01-01 | 10018497
120 | 1540.67 | 623.6765 | 916.9935 | 2024-12-01 | BH Colorado Electric Oper Co | Regulated Electric (122) | WPC Sub 30615 Pueblo Mem Airport | WPC Sub 30615 Pueblo Mem Airport | 135300 | Pvc Conduit: 1820100000 | 10568133 | PVC CONDUIT | 2004-11-05 | 2004-01-01 | 10018497
1 | 2743.51 | 1869.0526 | 874.4574 | 2024-12-01 | BH Colorado Electric Oper Co | Regulated Electric (122) | WPC Sub 30615 Pueblo Mem Airport | WPC Sub 30615 Pueblo Mem Airport | 135300 | Pwr Trfrmr Nbr Xxxxxx Foundation: 9101XXXXXX | 10567688 | TRANSF, PWR, FOUNDATION-00000-TRANSF, PWR, FOUNDATION | 1990-07-01 | 1990-07-01 | WCDXFER
1 | 80213.83 | 78406.1857 | 1807.6443 | 2024-12-01 | BH Colorado Electric Oper Co | Regulated Electric (122) | WPC Sub 30615 Pueblo Mem Airport | WPC Sub 30615 Pueblo Mem Airport | 135300 | Pwr Trfrmr Nbr Xxxxxxx: 9105XXXXXX | 10567519 | TX.-POWER-08145-TX.-POWER | 1975-07-01 | 1975-07-01 | WCDXFER
1 | 18.86 | 10.2417 | 8.6183 | 2024-12-01 | BH Colorado Electric Oper Co | Regulated Electric (122) | WPC Sub 30615 Pueblo Mem Airport | WPC Sub 30615 Pueblo Mem Airport | 135300 | Pwr Trfrmr Nbr Xxxxxxx: 9105XXXXXX | 10567757 | POWER TRANSFORMER-08241-TX.-POWER | 1997-07-01 | 1997-07-01 | WCDXFER
1 | 533343.07 | 289624.4554 | 243718.6146 | 2024-12-01 | BH Colorado Electric Oper Co | Regulated Electric (122) | WPC Sub 30615 Pueblo Mem Airport | WPC Sub 30615 Pueblo Mem Airport | 135300 | Pwr Trfrmr Nbr Xxxxxxx: 9105XXXXXX | 10567771 | POWER TRANSFORMER-08241-TX.-POWER | 1997-07-01 | 1997-07-01 | WCDXFER
1 | 60892.22 | 59519.9943 | 1372.2257 | 2024-12-01 | BH Colorado Electric Oper Co | Regulated Electric (122) | WPC Sub 30615 Pueblo Mem Airport | WPC Sub 30615 Pueblo Mem Airport | 135300 | Pwr Trfrmr Nbr Xxxxxxx: 9105XXXXXX | 10567526 | TX.-POWER-08144-TX.-POWER | 1975-07-01 | 1975-07-01 | WCDXFER
1 | 53446.58 | 36411.1919 | 17035.3881 | 2024-12-01 | BH Colorado Electric Oper Co | Regulated Electric (122) | WPC Sub 30615 Pueblo Mem Airport | WPC Sub 30615 Pueblo Mem Airport | 135300 | Rect Bus Bar, Alum, Under 3": 0771102000 | 10567695 | RECT BUS BAR, ALUM, UNDER 3" | 1990-07-01 | 1990-07-01 | WCDXFER
2 | 31345.82 | 13927.0146 | 17418.8054 | 2024-12-01 | BH Colorado Electric Oper Co | Regulated Electric (122) | WPC Sub 30615 Pueblo Mem Airport | WPC Sub 30615 Pueblo Mem Airport | 135300 | Relay - Impedance: 5951600000 | 10568060 | IMPEDANCE RELAY | 2002-07-01 | 2002-01-01 | 10009212
0 | 0 | 0 | 0 | 2024-12-01 | BH Colorado Electric Oper Co | Regulated Electric (122) | WPC Sub 30615 Pueblo Mem Airport | WPC Sub 30615 Pueblo Mem Airport | 135300 | Relay - Miscellaneous: 5959900000 | 10567857 | SERIES OR MULTIPLE RELAY | 1998-12-30 | 1999-01-01 | 23558231
2 | 3299.94 | 1791.986 | 1507.954 | 2024-12-01 | BH Colorado Electric Oper Co | Regulated Electric (122) | WPC Sub 30615 Pueblo Mem Airport | WPC Sub 30615 Pueblo Mem Airport | 135300 | Relay - Miscellaneous: 5959900000 | 10567806 | MISCELLANEOUS RELAY | 1997-07-01 | 1997-07-01 | WCDXFER
10 | 39846.57 | 17703.9159 | 22142.6541 | 2024-12-01 | BH Colorado Electric Oper Co | Regulated Electric (122) | WPC Sub 30615 Pueblo Mem Airport | WPC Sub 30615 Pueblo Mem Airport | 135300 | Relay - Miscellaneous: 5959900000 | 10568081 | MISCELLANEOUS RELAY | 2002-07-01 | 2002-01-01 | 10009212
1 | 4581.48 | 2759.3161 | 1822.1639 | 2024-12-01 | BH Colorado Electric Oper Co | Regulated Electric (122) | WPC Sub 30615 Pueblo Mem Airport | WPC Sub 30615 Pueblo Mem Airport | 135300 | Relay - Miscellaneous: 5959900000 | 10567722 | MISCELLANEOUS RELAY | 1994-07-01 | 1994-07-01 | WCDXFER
1 | 13008.91 | 7064.3057 | 5944.6043 | 2024-12-01 | BH Colorado Electric Oper Co | Regulated Electric (122) | WPC Sub 30615 Pueblo Mem Airport | WPC Sub 30615 Pueblo Mem Airport | 135300 | Relay - Transformer Differential: 5952400000 | 10567827 | TRANSFORMER DIFFERENTIAL RELAY | 1997-07-01 | 1997-07-01 | WCDXFER
1 | 15491.82 | 11777.6611 | 3714.1589 | 2024-12-01 | BH Colorado Electric Oper Co | Regulated Electric (122) | WPC Sub 30615 Pueblo Mem Airport | WPC Sub 30615 Pueblo Mem Airport | 135300 | Scada Equip - Rtu: 8191130000 | 10567533 | SCADA EQUIPMENT- RTU | 1986-07-01 | 1986-07-01 | WCDXFER
0 | 4899.22 | 3531.1459 | 1368.0741 | 2024-12-01 | BH Colorado Electric Oper Co | Regulated Electric (122) | WPC Sub 30615 Pueblo Mem Airport | WPC Sub 30615 Pueblo Mem Airport | 135300 | Scada Equip - Rtu: 8191130000 | 10567542 | TELEMETERING-RTU | 1988-07-01 | 1988-07-01 | WCDXFER
1 | 2964.32 | 2078.018 | 886.302 | 2024-12-01 | BH Colorado Electric Oper Co | Regulated Electric (122) | WPC Sub 30615 Pueblo Mem Airport | WPC Sub 30615 Pueblo Mem Airport | 135300 | Scada Equip - Rtu: 8191130000 | 10567551 | SCADA EQUIPMENT- RTU | 1989-07-01 | 1989-07-01 | WCDXFER
1 | 44829.54 | 19917.8601 | 24911.6799 | 2024-12-01 | BH Colorado Electric Oper Co | Regulated Electric (122) | WPC Sub 30615 Pueblo Mem Airport | WPC Sub 30615 Pueblo Mem Airport | 135300 | Scada Equip - Rtu: 8191130000 | 10567934 | SCADA EQUIPMENT- RTU | 2002-07-01 | 2002-01-01 | 10009212
0 | 5268.24 | 572.1687 | 4696.0713 | 2024-12-01 | BH Colorado Electric Oper Co | Regulated Electric (122) | WPC Sub 30615 Pueblo Mem Airport | WPC Sub 30615 Pueblo Mem Airport | 135300 | SECURITY SYSTEM: 0630000027 | 33375814 | SECURITY SYSTEM | 2019-12-16 | 2020-03-01 | 10068542
1 | 7675.92 | 3410.4276 | 4265.4924 | 2024-12-01 | BH Colorado Electric Oper Co | Regulated Electric (122) | WPC Sub 30615 Pueblo Mem Airport | WPC Sub 30615 Pueblo Mem Airport | 135300 | Station Rock: 7702000000 | 10567927 | STATION ROCK | 2002-07-01 | 2002-01-01 | 10009212
10 | 842.02 | 374.1113 | 467.9087 | 2024-12-01 | BH Colorado Electric Oper Co | Regulated Electric (122) | WPC Sub 30615 Pueblo Mem Airport | WPC Sub 30615 Pueblo Mem Airport | 135300 | Steel Conduit: 1820200000 | 10567955 | STEEL CONDUIT | 2002-06-11 | 2002-01-01 | 10014094
20 | 5068.01 | 2051.5741 | 3016.4359 | 2024-12-01 | BH Colorado Electric Oper Co | Regulated Electric (122) | WPC Sub 30615 Pueblo Mem Airport | WPC Sub 30615 Pueblo Mem Airport | 135300 | Steel Conduit: 1820200000 | 10568140 | STEEL CONDUIT | 2004-11-05 | 2004-01-01 | 10018497
2 | 51354.96 | 34986.248 | 16368.712 | 2024-12-01 | BH Colorado Electric Oper Co | Regulated Electric (122) | WPC Sub 30615 Pueblo Mem Airport | WPC Sub 30615 Pueblo Mem Airport | 135300 | Struc-High Prof-Bay #2-69kv: 7842002069 | 10567590 | STRUC-HIGH PROF-BAY #2-69KV | 1990-07-01 | 1990-07-01 | WCDXFER
1 | 900 | 963.0282 | -63.0282 | 2024-12-01 | BH Colorado Electric Oper Co | Regulated Electric (122) | WPC Sub 30615 Pueblo Mem Airport | WPC Sub 30615 Pueblo Mem Airport | 135300 | Struc-High Prof-Bay #2-69kv: 7842002069 | 10567492 | STRUC-HIGH PROF-BAY #2-69KV | 1942-07-01 | 1942-07-01 | WCDXFER
3 | 36930.79 | 10574.3207 | 26356.4693 | 2024-12-01 | BH Colorado Electric Oper Co | Regulated Electric (122) | WPC Sub 30615 Pueblo Mem Airport | WPC Sub 30615 Pueblo Mem Airport | 135300 | Structure - Steel: 7841085000 | 11100028 | STEEL STRUCTURES | 2010-04-15 | 2010-05-01 | 10026453
1 | 1828.96 | 920.96 | 908 | 2024-12-01 | BH Colorado Electric Oper Co | Regulated Electric (122) | WPC Sub 30615 Pueblo Mem Airport | WPC Sub 30615 Pueblo Mem Airport | 135300 | Switches - Not Available: 7980000000 | 10567866 | SWITCHES - NOT AVAILABLE | 1999-12-31 | 2001-01-01 | 23550102
1 | 61056.6 | 17482.2166 | 43574.3834 | 2024-12-01 | BH Colorado Electric Oper Co | Regulated Electric (122) | WPC Sub 30615 Pueblo Mem Airport | WPC Sub 30615 Pueblo Mem Airport | 135300 | Switches-Gang 115kv: | 11100013 | 115 KV 3 PHASE-GOAB SWITCH 1200 AMP | 2010-04-15 | 2010-01-01 | 10026453
1 | 7573.35 | 2168.4625 | 5404.8875 | 2024-12-01 | BH Colorado Electric Oper Co | Regulated Electric (122) | WPC Sub 30615 Pueblo Mem Airport | WPC Sub 30615 Pueblo Mem Airport | 135300 | Transf, Pntl: 9030000000 | 11100025 | 115 KV-POTENTIAL TRANSFORMER CCVT | 2010-04-15 | 2010-05-01 | 10026453
2 | 29190.07 | 12969.2103 | 16220.8597 | 2024-12-01 | BH Colorado Electric Oper Co | Regulated Electric (122) | WPC Sub 30615 Pueblo Mem Airport | WPC Sub 30615 Pueblo Mem Airport | 135300 | Transmitter/Receiver Combined: 1123000000 | 10567969 | CARR CURR EQ-TRANS/REC COMBINED | 2002-07-01 | 2002-01-01 | 10009212
45 | 6419.32 | 2852.1175 | 3567.2025 | 2024-12-01 | BH Colorado Electric Oper Co | Regulated Electric (122) | WPC Sub 30615 Pueblo Mem Airport | WPC Sub 30615 Pueblo Mem Airport | 135300 | Tubular Bus, Alum , Under 3": 0771302000 | 10568004 | TUBULAR BUS, ALUM , UNDER 3" | 2002-07-01 | 2002-01-01 | 10009212
2 | 104156.45 | 29822.9122 | 74333.5378 | 2024-12-01 | BH Colorado Electric Oper Co | Regulated Electric (122) | WPC Sub 30615 Pueblo Mem Airport | WPC Sub 30615 Pueblo Mem Airport | 135300 | Wave Trap: 1128000000 | 11100001 | WAVE TRAP | 2010-04-15 | 2010-01-01 | 10026453
1 | 23577.82 | 10475.6756 | 13102.1444 | 2024-12-01 | BH Colorado Electric Oper Co | Regulated Electric (122) | WPC Sub 30615 Pueblo Mem Airport | WPC Sub 30615 Pueblo Mem Airport | 135300 | WAVEGUIDE: 1128000050 | 10568039 | CARR CURR EQ-WAVE TRAP-800 AMP | 2002-07-01 | 2002-01-01 | 10009212
0 | 0 | 0 | 0 | 2024-12-01 | BH Colorado Electric Oper Co | Regulated Electric (122) | WPC Sub 30615 Pueblo Mem Airport | WPC Sub 30615 Pueblo Mem Airport | 135600 | Insulators-Post-15kv: 4272015000 | 9878386 | INSULATORS-POST-15KV | 1997-12-16 | 1998-01-01 | 23557216
0 | 0 | 0 | 0 | 2024-12-01 | BH Colorado Electric Oper Co | Regulated Electric (122) | WPC Sub 30615 Pueblo Mem Airport | WPC Sub 30615 Pueblo Mem Airport | 135600 | Suspension Insulators: 4273000000 | 9878385 | SUSPENSION INSULATORS | 1997-12-16 | 1998-01-01 | 23557216
3 | 2124.67 | 860.0847 | 1264.5853 | 2024-12-01 | BH Colorado Electric Oper Co | Regulated Electric (122) | WPC Sub 30616 PDA Substation | WPC Sub 30616 PDA Substation | 135300 | Arrester - 0-10,000 Volts: 0210100000 | 10568299 | ARRESTER - 0-10,000 VOLTS | 2004-10-27 | 2004-01-01 | 10020722
3 | 569.42 | 230.5061 | 338.9139 | 2024-12-01 | BH Colorado Electric Oper Co | Regulated Electric (122) | WPC Sub 30616 PDA Substation | WPC Sub 30616 PDA Substation | 135300 | Arrester - 69,001-146,000 Volts: 0211460000 | 10568306 | ARRESTER - 115KV | 2004-08-01 | 2004-01-01 | 10016447
600 | 1138.87 | 461.0244 | 677.8456 | 2024-12-01 | BH Colorado Electric Oper Co | Regulated Electric (122) | WPC Sub 30616 PDA Substation | WPC Sub 30616 PDA Substation | 135300 | Bus Bar: 0771000000 | 10568313 | BUS BAR-alum 2" and 4" | 2004-08-01 | 2004-01-01 | 10016447
9 | 1138.87 | 461.0244 | 677.8456 | 2024-12-01 | BH Colorado Electric Oper Co | Regulated Electric (122) | WPC Sub 30616 PDA Substation | WPC Sub 30616 PDA Substation | 135300 | Bus Support: 7846000000 | 10568201 | BUS SUPPORT | 2004-08-01 | 2004-01-01 | 10016447
2 | 5694.32 | 2305.1098 | 3389.2102 | 2024-12-01 | BH Colorado Electric Oper Co | Regulated Electric (122) | WPC Sub 30616 PDA Substation | WPC Sub 30616 PDA Substation | 135300 | Capacitor Bank, Station: 1051000000 | 10568278 | 15kv 2400mvar Capacitors | 2004-08-01 | 2004-01-01 | 10016447
1 | 37582.41 | 15213.6832 | 22368.7268 | 2024-12-01 | BH Colorado Electric Oper Co | Regulated Electric (122) | WPC Sub 30616 PDA Substation | WPC Sub 30616 PDA Substation | 135300 | Cntl Cbl - Swtchbrd.,Swtchgr.: 1960000000 | 10568292 | 15kv switchgear, 4 feeder breakers,2 main,1 tie,8 relay panels | 2004-08-01 | 2004-01-01 | 10016447
2500 | 5694.17 | 2305.049 | 3389.121 | 2024-12-01 | BH Colorado Electric Oper Co | Regulated Electric (122) | WPC Sub 30616 PDA Substation | WPC Sub 30616 PDA Substation | 135300 | Cond. Control Cable, Other: 0772000000 | 10568208 | COND. CONTROL CABLE | 2004-08-01 | 2004-01-01 | 10016447
540 | 2220.78 | 898.9909 | 1321.7891 | 2024-12-01 | BH Colorado Electric Oper Co | Regulated Electric (122) | WPC Sub 30616 PDA Substation | WPC Sub 30616 PDA Substation | 135300 | Cond. Pwr Cable, Other: 0773100000 | 10568215 | COND. PWR CABLE, Underground, CU | 2004-08-01 | 2004-01-01 | 10016447
1 | 3416.6 | 1383.0691 | 2033.5309 | 2024-12-01 | BH Colorado Electric Oper Co | Regulated Electric (122) | WPC Sub 30616 PDA Substation | WPC Sub 30616 PDA Substation | 135300 | Deadend Tower: 7848000000 | 10568222 | DEADEND TOWER | 2004-08-01 | 2004-01-01 | 10016447
0 | 0 | 0 | 0 | 2024-12-01 | BH Colorado Electric Oper Co | Regulated Electric (122) | WPC Sub 30616 PDA Substation | WPC Sub 30616 PDA Substation | 135300 | Estimated Additions: 0010000000 | 10664186 | PDA UNIT # 2 | 2010-05-01 | 2010-05-01 | 10027065
645 | 1708.27 | 691.5224 | 1016.7476 | 2024-12-01 | BH Colorado Electric Oper Co | Regulated Electric (122) | WPC Sub 30616 PDA Substation | WPC Sub 30616 PDA Substation | 135300 | Fence: 3220000000 | 10568229 | FENCE | 2004-08-01 | 2004-01-01 | 10016447
1 | 1138.87 | 461.0244 | 677.8456 | 2024-12-01 | BH Colorado Electric Oper Co | Regulated Electric (122) | WPC Sub 30616 PDA Substation | WPC Sub 30616 PDA Substation | 135300 | Grounding Systems, Station: 3920000000 | 10568236 | GROUNDING SYSTEMS, STATION | 2004-08-01 | 2004-01-01 | 10016447
1 | 1138.87 | 461.0244 | 677.8456 | 2024-12-01 | BH Colorado Electric Oper Co | Regulated Electric (122) | WPC Sub 30616 PDA Substation | WPC Sub 30616 PDA Substation | 135300 | Lightning Mast: 7849000000 | 10568327 | STATIC MAST | 2004-08-01 | 2004-01-01 | 10016447
1 | 5694.32 | 2305.1098 | 3389.2102 | 2024-12-01 | BH Colorado Electric Oper Co | Regulated Electric (122) | WPC Sub 30616 PDA Substation | WPC Sub 30616 PDA Substation | 135300 | Other Circ Brkr/Inter Dev, Not Item: 6219900000 | 10568271 | 115kv CIRCUIT SWITCHER S&C MOEL 2030 BREAKER | 2004-08-01 | 2004-01-01 | 10016447
9 | 56.95 | 23.0539 | 33.8961 | 2024-12-01 | BH Colorado Electric Oper Co | Regulated Electric (122) | WPC Sub 30616 PDA Substation | WPC Sub 30616 PDA Substation | 135300 | Post Insulators: 4272000000 | 10568243 | POST INSULATORS 115kv | 2004-08-01 | 2004-01-01 | 10016447
12 | 1138.87 | 461.0244 | 677.8456 | 2024-12-01 | BH Colorado Electric Oper Co | Regulated Electric (122) | WPC Sub 30616 PDA Substation | WPC Sub 30616 PDA Substation | 135300 | Potheads (Terminators): 6190000000 | 10568250 | POTHEADS (TERMINATORS) 15kv | 2004-08-01 | 2004-01-01 | 10016447
1500 | 1138.87 | 461.0244 | 677.8456 | 2024-12-01 | BH Colorado Electric Oper Co | Regulated Electric (122) | WPC Sub 30616 PDA Substation | WPC Sub 30616 PDA Substation | 135300 | Pvc Conduit: 1820100000 | 10568257 | PVC CONDUIT-2" and 6" | 2004-08-01 | 2004-01-01 | 10016447
1 | 3416.6 | 1383.0691 | 2033.5309 | 2024-12-01 | BH Colorado Electric Oper Co | Regulated Electric (122) | WPC Sub 30616 PDA Substation | WPC Sub 30616 PDA Substation | 135300 | Pwr Trfrmr Nbr Xxxxxx Foundation: 9101XXXXXX | 10568320 | PWR TRFRMR NBR XXXXXX FOUNDATION | 2004-08-01 | 2004-12-01 | 10016447
1 | 38060.26 | 15407.1209 | 22653.1391 | 2024-12-01 | BH Colorado Electric Oper Co | Regulated Electric (122) | WPC Sub 30616 PDA Substation | WPC Sub 30616 PDA Substation | 135300 | Pwr Trfrmr Nbr Xxxxxxx: 9105XXXXXX | 10568285 | PWR TRFRMR NBR 08406 | 2004-08-01 | 2004-12-01 | 10016447
2 | 1138.87 | 461.0244 | 677.8456 | 2024-12-01 | BH Colorado Electric Oper Co | Regulated Electric (122) | WPC Sub 30616 PDA Substation | WPC Sub 30616 PDA Substation | 135300 | Switch Stand: 7847000000 | 10568334 | SWITCH STAND | 2004-08-01 | 2004-01-01 | 10016447
2 | 1138.87 | 461.0244 | 677.8456 | 2024-12-01 | BH Colorado Electric Oper Co | Regulated Electric (122) | WPC Sub 30616 PDA Substation | WPC Sub 30616 PDA Substation | 135300 | Switches - Not Available: 7980000000 | 10568264 | 115KV 3PHASE GANG OPERATED ELEC SWITCH | 2004-08-01 | 2004-01-01 | 10016447
1 | 12420.66 | -102.77 | 12523.43 | 2024-12-01 | BH Colorado Electric Oper Co | Regulated Electric (122) | WPC Sub 30619 Pueblo Airport Ind Pk | WPC Sub 30619 Pueblo Airport Ind Pk | 135001 | Land: 4481XXXXXX | 10562888 | LAND | 2007-11-27 | 2007-11-01 | 10024252
1 | 1769.71 | -31.38 | 1801.09 | 2024-12-01 | BH Colorado Electric Oper Co | Regulated Electric (122) | WPC Sub 30619 Pueblo Airport Ind Pk | WPC Sub 30619 Pueblo Airport Ind Pk | 135001 | Land: 4481XXXXXX | 10562885 | LAND - TRACT 84 | 1987-07-01 | 1987-07-01 | WCDXFER
1 | 673.16 | 397.8878 | 275.2722 | 2024-12-01 | BH Colorado Electric Oper Co | Regulated Electric (122) | WPC Sub 30619 Pueblo Airport Ind Pk | WPC Sub 30619 Pueblo Airport Ind Pk | 135200 | Clearing & Grading: 1260000000 | 10563240 | CLEARING & GRADING | 1987-07-01 | 1987-07-01 | WCDXFER
1 | 4561.5 | 2264.79 | 2296.71 | 2024-12-01 | BH Colorado Electric Oper Co | Regulated Electric (122) | WPC Sub 30619 Pueblo Airport Ind Pk | WPC Sub 30619 Pueblo Airport Ind Pk | 135200 | Station Rock: 7702000000 | 10563260 | STATION ROCK | 1993-07-01 | 1993-07-01 | WCDXFER
1 | 18626.29 | 9541.5935 | 9084.6965 | 2024-12-01 | BH Colorado Electric Oper Co | Regulated Electric (122) | WPC Sub 30619 Pueblo Airport Ind Pk | WPC Sub 30619 Pueblo Airport Ind Pk | 135200 | Walks, Drives, Curbs, Roads, Etc.: 7703000000 | 10563249 | WALKS, DRIVES, CURBS, ROADS, ETC. | 1992-07-01 | 1992-07-01 | WCDXFER
1 | 4206.98 | 1491.9842 | 2714.9958 | 2024-12-01 | BH Colorado Electric Oper Co | Regulated Electric (122) | WPC Sub 30619 Pueblo Airport Ind Pk | WPC Sub 30619 Pueblo Airport Ind Pk | 135200 | Walls,Enclose/Retain,Sound Wall: 7703500000 | 10563269 | OIL CONTAINMENT BURM | 2002-06-17 | 2002-01-01 | 10016227
1 | 1265.58 | 748.0522 | 517.5278 | 2024-12-01 | BH Colorado Electric Oper Co | Regulated Electric (122) | WPC Sub 30619 Pueblo Airport Ind Pk | WPC Sub 30619 Pueblo Airport Ind Pk | 135200 | Yard Lighting Systems: 7700900000 | 10563233 | YARD LIGHTING SYSTEMS | 1987-07-01 | 1987-07-01 | WCDXFER
1 | 2612.88 | 1780.0592 | 832.8208 | 2024-12-01 | BH Colorado Electric Oper Co | Regulated Electric (122) | WPC Sub 30619 Pueblo Airport Ind Pk | WPC Sub 30619 Pueblo Airport Ind Pk | 135300 | Airbrk-1ph-Man-0-15000v-<=600amps: 7981201506 | 10568596 | AIRBREAK-1PH-MAN-0-15000V-<=600AMPS | 1990-07-01 | 1990-07-01 | WCDXFER
7 | 1750.75 | 674.147 | 1076.603 | 2024-12-01 | BH Colorado Electric Oper Co | Regulated Electric (122) | WPC Sub 30619 Pueblo Airport Ind Pk | WPC Sub 30619 Pueblo Airport Ind Pk | 135300 | Airbrk-1ph-Man-0-15000v-<=600amps: 7981201506 | 10569244 | AIRBRK-1PH-MAN-0-15000V-<=600AMPS | 2005-12-09 | 2006-01-01 | 10020259
7 | 56633.15 | 35227.1202 | 21406.0298 | 2024-12-01 | BH Colorado Electric Oper Co | Regulated Electric (122) | WPC Sub 30619 Pueblo Airport Ind Pk | WPC Sub 30619 Pueblo Airport Ind Pk | 135300 | Airbrk-1ph-Man-69-170kv- 1200-1999a: 7981217019 | 10568699 | SWITCH,1PH,MAN,69001-170K,1200 | 1993-07-01 | 1993-07-01 | WCDXFER
3 | 23146.08 | 17139.7544 | 6006.3256 | 2024-12-01 | BH Colorado Electric Oper Co | Regulated Electric (122) | WPC Sub 30619 Pueblo Airport Ind Pk | WPC Sub 30619 Pueblo Airport Ind Pk | 135300 | Airbrk-1ph-Man-69-170kv- 1200-1999a: 7981217019 | 10568430 | AIRBRK-1PH-MAN-69-170KV- 1200-1999AMPS | 1987-07-01 | 1987-07-01 | WCDXFER
1 | 12730.14 | 5656.0283 | 7074.1117 | 2024-12-01 | BH Colorado Electric Oper Co | Regulated Electric (122) | WPC Sub 30619 Pueblo Airport Ind Pk | WPC Sub 30619 Pueblo Airport Ind Pk | 135300 | Airbrk-3ph-Manl-69-170kv- 1200-1999: 7982217019 | 10568994 | AIRBRK-3PH-MANL-69-170KV- 1200-1999AMPS | 2002-07-01 | 2002-01-01 | 10009214
1 | 10380.46 | 3997.119 | 6383.341 | 2024-12-01 | BH Colorado Electric Oper Co | Regulated Electric (122) | WPC Sub 30619 Pueblo Airport Ind Pk | WPC Sub 30619 Pueblo Airport Ind Pk | 135300 | Airbrk-3ph-Manl-69-170kv- 1200-1999: 7982217019 | 10569251 | AIRBRK-3PH-MANL-69-170KV- 1200-1999AMPS | 2005-12-09 | 2006-01-01 | 10020259
2 | 1163.84 | 861.8277 | 302.0123 | 2024-12-01 | BH Colorado Electric Oper Co | Regulated Electric (122) | WPC Sub 30619 Pueblo Airport Ind Pk | WPC Sub 30619 Pueblo Airport Ind Pk | 135300 | Airbrk-3ph-Manl-69-170kv- 1200-1999: 7982217019 | 10568507 | AIRBRK-3PH-MANL-69-170KV- 1200-1999AMPS | 1987-07-01 | 1987-07-01 | WCDXFER
9 | 606.28 | 233.4553 | 372.8247 | 2024-12-01 | BH Colorado Electric Oper Co | Regulated Electric (122) | WPC Sub 30619 Pueblo Airport Ind Pk | WPC Sub 30619 Pueblo Airport Ind Pk | 135300 | Arrester - 0-10,000 Volts: 0210100000 | 10569258 | ARRESTER - 0-10,000 VOLTS | 2005-12-09 | 2006-01-01 | 10020259
6 | 9309.83 | 5790.9281 | 3518.9019 | 2024-12-01 | BH Colorado Electric Oper Co | Regulated Electric (122) | WPC Sub 30619 Pueblo Airport Ind Pk | WPC Sub 30619 Pueblo Airport Ind Pk | 135300 | Arrester - 69,001-146,000 Volts: 0211460000 | 10568650 | ARRESTER - 69,001-146,000 VOLTS | 1993-07-01 | 1993-07-01 | WCDXFER
3 | 5537.32 | 4100.4051 | 1436.9149 | 2024-12-01 | BH Colorado Electric Oper Co | Regulated Electric (122) | WPC Sub 30619 Pueblo Airport Ind Pk | WPC Sub 30619 Pueblo Airport Ind Pk | 135300 | Arrester - 69,001-146,000 Volts: 0211460000 | 10568500 | ARRESTERS | 1987-07-01 | 1987-07-01 | WCDXFER
8 | 3436.6 | 1391.1653 | 2045.4347 | 2024-12-01 | BH Colorado Electric Oper Co | Regulated Electric (122) | WPC Sub 30619 Pueblo Airport Ind Pk | WPC Sub 30619 Pueblo Airport Ind Pk | 135300 | Batteries, Storage: 0350000000 | 10569017 | BATTERIES, STORAGE | 2004-11-22 | 2004-01-01 | 10020671
1 | 1914.04 | 1417.3534 | 496.6866 | 2024-12-01 | BH Colorado Electric Oper Co | Regulated Electric (122) | WPC Sub 30619 Pueblo Airport Ind Pk | WPC Sub 30619 Pueblo Airport Ind Pk | 135300 | Battery Charger: 0300000000 | 10568479 | BATTERY CHARGER | 1987-07-01 | 1987-07-01 | WCDXFER
2 | 215876.38 | 95914.3355 | 119962.0445 | 2024-12-01 | BH Colorado Electric Oper Co | Regulated Electric (122) | WPC Sub 30619 Pueblo Airport Ind Pk | WPC Sub 30619 Pueblo Airport Ind Pk | 135300 | Breaker, Gas - 115-161 Kv: 6212115000 | 10568889 | GAS - 115-161 KV | 2002-07-01 | 2002-01-01 | 10009214
1 | 12821.65 | 6962.6168 | 5859.0332 | 2024-12-01 | BH Colorado Electric Oper Co | Regulated Electric (122) | WPC Sub 30619 Pueblo Airport Ind Pk | WPC Sub 30619 Pueblo Airport Ind Pk | 135300 | Breaker, Oil - 15 Kv: 6213015000 | 10568756 | OIL - 15 KV | 1997-07-01 | 1997-07-01 | WCDXFER
1 | 1407.78 | 625.4797 | 782.3003 | 2024-12-01 | BH Colorado Electric Oper Co | Regulated Electric (122) | WPC Sub 30619 Pueblo Airport Ind Pk | WPC Sub 30619 Pueblo Airport Ind Pk | 135300 | Building - Other: 0630000000 | 10568903 | BUILDING FOUNDATION | 2002-07-01 | 2002-10-01 | 10009214
1 | 206760.21 | 91864.0017 | 114896.2083 | 2024-12-01 | BH Colorado Electric Oper Co | Regulated Electric (122) | WPC Sub 30619 Pueblo Airport Ind Pk | WPC Sub 30619 Pueblo Airport Ind Pk | 135300 | Building - Other: 0630000000 | 10568910 | CONTROL BUILDING | 2002-07-01 | 2002-10-01 | 10009214
200 | 12036.84 | 4634.9278 | 7401.9122 | 2024-12-01 | BH Colorado Electric Oper Co | Regulated Electric (122) | WPC Sub 30619 Pueblo Airport Ind Pk | WPC Sub 30619 Pueblo Airport Ind Pk | 135300 | Bus Bar: 0771000000 | 10569265 | BUS BAR | 2005-12-09 | 2006-01-01 | 10020259
25 | 12897.39 | 4966.2927 | 7931.0973 | 2024-12-01 | BH Colorado Electric Oper Co | Regulated Electric (122) | WPC Sub 30619 Pueblo Airport Ind Pk | WPC Sub 30619 Pueblo Airport Ind Pk | 135300 | Cable Trench: 1824000000 | 37646153 | CABLE TRENCH | 2005-12-09 | 2006-01-01 | 10020259
0 | 0 | 0 | 0 | 2024-12-01 | BH Colorado Electric Oper Co | Regulated Electric (122) | WPC Sub 30619 Pueblo Airport Ind Pk | WPC Sub 30619 Pueblo Airport Ind Pk | 135300 | Cable Trench: 4835000000 | 10569272 | CABLE TRENCH | 2005-12-09 | 2006-01-01 | 10020259
0 | 26610.05 | 18653.9117 | 7956.1383 | 2024-12-01 | BH Colorado Electric Oper Co | Regulated Electric (122) | WPC Sub 30619 Pueblo Airport Ind Pk | WPC Sub 30619 Pueblo Airport Ind Pk | 135300 | Capacitor Banks-Foundation: 1050000000 | 10568559 | CAPACITOR BANKS-FOUNDATION | 1989-07-01 | 1989-07-01 | WCDXFER
1 | 984442.22 | 379071.1326 | 605371.0874 | 2024-12-01 | BH Colorado Electric Oper Co | Regulated Electric (122) | WPC Sub 30619 Pueblo Airport Ind Pk | WPC Sub 30619 Pueblo Airport Ind Pk | 135300 | Cntl Cbl Switchgear Metal-Clad: 1965210000 | 10569286 | CNTL CBL SWITCHGEAR METAL-CLAD | 2005-12-09 | 2006-01-01 | 10020259
1 | 54325.91 | 14482.2701 | 39843.6399 | 2024-12-01 | BH Colorado Electric Oper Co | Regulated Electric (122) | WPC Sub 30619 Pueblo Airport Ind Pk | WPC Sub 30619 Pueblo Airport Ind Pk | 135300 | Communications - JMUX Equip: | 11100034 | JMUX SONET MULTIPLEXER AND STAND | 2011-04-20 | 2011-01-01 | 10040950
5882 | 5121.39 | 1972.0519 | 3149.3381 | 2024-12-01 | BH Colorado Electric Oper Co | Regulated Electric (122) | WPC Sub 30619 Pueblo Airport Ind Pk | WPC Sub 30619 Pueblo Airport Ind Pk | 135300 | Cond. Control Cable, Other: 0772000000 | 10569293 | COND. CONTROL CABLE, OTHER | 2005-12-09 | 2006-01-01 | 10020259
14886 | 17170.67 | 7628.9653 | 9541.7047 | 2024-12-01 | BH Colorado Electric Oper Co | Regulated Electric (122) | WPC Sub 30619 Pueblo Airport Ind Pk | WPC Sub 30619 Pueblo Airport Ind Pk | 135300 | Cond. Control Cable, Other: 0772000000 | 10568987 | COND. CONTROL CABLE, OTHER | 2002-07-01 | 2002-01-01 | 10009214
148 | 125.06 | 55.5644 | 69.4956 | 2024-12-01 | BH Colorado Electric Oper Co | Regulated Electric (122) | WPC Sub 30619 Pueblo Airport Ind Pk | WPC Sub 30619 Pueblo Airport Ind Pk | 135300 | Cond. Pwr Cable, Al, 251MCM-795MCM: 0773000795 | 10568868 | COND. PWR CABLE, AL, 251MCM-795MCM | 2002-07-01 | 2002-01-01 | 10009214
374 | 2387.04 | 1673.339 | 713.701 | 2024-12-01 | BH Colorado Electric Oper Co | Regulated Electric (122) | WPC Sub 30619 Pueblo Airport Ind Pk | WPC Sub 30619 Pueblo Airport Ind Pk | 135300 | Cond. Pwr Cable, Al, Other: 0773000000 | 10568545 | COND. PWR CABLE, AL, OTHER | 1989-07-01 | 1989-07-01 | WCDXFER
21917 | 62535.01 | 24079.846 | 38455.164 | 2024-12-01 | BH Colorado Electric Oper Co | Regulated Electric (122) | WPC Sub 30619 Pueblo Airport Ind Pk | WPC Sub 30619 Pueblo Airport Ind Pk | 135300 | Cond. Pwr Cable, Other: 0773100000 | 10569300 | COND. PWR CABLE, OTHER | 2005-12-09 | 2006-01-01 | 10020259
790 | 4380.5 | 2984.2738 | 1396.2262 | 2024-12-01 | BH Colorado Electric Oper Co | Regulated Electric (122) | WPC Sub 30619 Pueblo Airport Ind Pk | WPC Sub 30619 Pueblo Airport Ind Pk | 135300 | Conduit, Not Encsd Plastic >4"- 6": 1822106000 | 10568603 | CONDUIT-NOT ENC COND-PLS->4"- 6" | 1990-07-01 | 1990-07-01 | WCDXFER
130 | 1073.58 | 476.9939 | 596.5861 | 2024-12-01 | BH Colorado Electric Oper Co | Regulated Electric (122) | WPC Sub 30619 Pueblo Airport Ind Pk | WPC Sub 30619 Pueblo Airport Ind Pk | 135300 | Conduit, Not Encsd Steel 2"&Unde: 1822220000 | 10568924 | CONDUIT, NOT ENCSD STEEL 2"&UNDER | 2002-07-01 | 2002-01-01 | 10009214
50 | 800.88 | 355.8327 | 445.0473 | 2024-12-01 | BH Colorado Electric Oper Co | Regulated Electric (122) | WPC Sub 30619 Pueblo Airport Ind Pk | WPC Sub 30619 Pueblo Airport Ind Pk | 135300 | Conduit, Not Encsd Steel 3"-4": 1822204000 | 10568861 | CONDUIT, NOT ENCSD STEEL 3"-4" | 2002-07-01 | 2002-01-01 | 10009214
1 | 726.24 | 537.7833 | 188.4567 | 2024-12-01 | BH Colorado Electric Oper Co | Regulated Electric (122) | WPC Sub 30619 Pueblo Airport Ind Pk | WPC Sub 30619 Pueblo Airport Ind Pk | 135300 | Conduit, Not Encsd Steel Undr 3": 1822202000 | 10568416 | CONDUIT, NOT ENCD-STL-UNDR 3" | 1987-07-01 | 1987-07-01 | WCDXFER
9 | 265334.1 | 196480.843 | 68853.257 | 2024-12-01 | BH Colorado Electric Oper Co | Regulated Electric (122) | WPC Sub 30619 Pueblo Airport Ind Pk | WPC Sub 30619 Pueblo Airport Ind Pk | 135300 | Ctrl Cub-Switchgear, Metalclad: 1963000000 | 10568437 | CTRL CUB-SWITCHGEAR, METALCLAD | 1987-07-01 | 1987-07-01 | WCDXFER
2 | 2056.49 | 1441.6201 | 614.8699 | 2024-12-01 | BH Colorado Electric Oper Co | Regulated Electric (122) | WPC Sub 30619 Pueblo Airport Ind Pk | WPC Sub 30619 Pueblo Airport Ind Pk | 135300 | Ctrl Cub-Switchgear, Metalclad: 1963000000 | 10568552 | CTRL CUB-SWITCHGEAR, METALCLAD | 1989-07-01 | 1989-07-01 | WCDXFER
5 | 11899.87 | 5287.1376 | 6612.7324 | 2024-12-01 | BH Colorado Electric Oper Co | Regulated Electric (122) | WPC Sub 30619 Pueblo Airport Ind Pk | WPC Sub 30619 Pueblo Airport Ind Pk | 135300 | Curr/Pot Trans/Reac Stand: 7843000000 | 10568959 | CURR/POT TRANS/REAC STAND | 2002-07-01 | 2002-01-01 | 10009214
0 | 0 | 0 | 0 | 2024-12-01 | BH Colorado Electric Oper Co | Regulated Electric (122) | WPC Sub 30619 Pueblo Airport Ind Pk | WPC Sub 30619 Pueblo Airport Ind Pk | 135300 | Cutouts, 0-15,000 Volts DNU: 2521015000 | 10569307 | CUTOUTS, 0-15,000 VOLTS | 2005-12-09 | 2006-01-01 | 10020259
1 | 67.08 | 25.8299 | 41.2501 | 2024-12-01 | BH Colorado Electric Oper Co | Regulated Electric (122) | WPC Sub 30619 Pueblo Airport Ind Pk | WPC Sub 30619 Pueblo Airport Ind Pk | 135300 | Cutouts, 7,501-15,000 Volts: 2521016000 | 10888557 | Cutouts, 7,501-15,000 Volts | 2005-12-09 | 2006-01-01 | 10020259
0 | 0 | 0 | 0 | 2024-12-01 | BH Colorado Electric Oper Co | Regulated Electric (122) | WPC Sub 30619 Pueblo Airport Ind Pk | WPC Sub 30619 Pueblo Airport Ind Pk | 135300 | Estimated Additions: 0010000000 | 9813530 | Inv-Add PCB's & Line Relaying | 2002-07-01 | 2003-01-01 | 10009214
0 | 0 | 0 | 0 | 2024-12-01 | BH Colorado Electric Oper Co | Regulated Electric (122) | WPC Sub 30619 Pueblo Airport Ind Pk | WPC Sub 30619 Pueblo Airport Ind Pk | 135300 | Estimated Additions: 0010000000 | 9719216 | AIRPORT INDUSTRIAL SUB. FEEDER | 1997-04-01 | 1999-03-01 | 23557059
0 | 0 | 0 | 0 | 2024-12-01 | BH Colorado Electric Oper Co | Regulated Electric (122) | WPC Sub 30619 Pueblo Airport Ind Pk | WPC Sub 30619 Pueblo Airport Ind Pk | 135300 | Estimated Additions: 0010000000 | 9812958 | Inv-Add PCB's & Line Relaying | 2002-07-01 | 2002-11-01 | 10009214
0 | 0 | 0 | 0 | 2024-12-01 | BH Colorado Electric Oper Co | Regulated Electric (122) | WPC Sub 30619 Pueblo Airport Ind Pk | WPC Sub 30619 Pueblo Airport Ind Pk | 135300 | Estimated Additions: 0010000000 | 9814376 | Inv-Add PCB's & Line Relaying | 2002-07-01 | 2003-03-01 | 10009214
3 | 52761.37 | 520.9325 | 52240.4375 | 2024-12-01 | BH Colorado Electric Oper Co | Regulated Electric (122) | WPC Sub 30619 Pueblo Airport Ind Pk | WPC Sub 30619 Pueblo Airport Ind Pk | 135300 | Estimated Additions: 0010000000 | 40160641 | Replacement of the Battery system as well as charger and MTS at Airport Industrial Sub | 2024-11-19 | 2024-12-01 | 10085361
0 | 0 | 0 | 0 | 2024-12-01 | BH Colorado Electric Oper Co | Regulated Electric (122) | WPC Sub 30619 Pueblo Airport Ind Pk | WPC Sub 30619 Pueblo Airport Ind Pk | 135300 | Estimated Additions: 0010000000 | 9814033 | Inv-Add PCB's & Line Relaying | 2002-07-01 | 2003-02-01 | 10009214
0 | 0 | 0 | 0 | 2024-12-01 | BH Colorado Electric Oper Co | Regulated Electric (122) | WPC Sub 30619 Pueblo Airport Ind Pk | WPC Sub 30619 Pueblo Airport Ind Pk | 135300 | Estimated Additions: 0010000000 | 28413171 | Replace existing door and/or locking mechanisms for Airport Industrial Substation to allow for compliance with NERC CIP Low Impact Standards. | 2019-12-16 | 2019-12-01 | 10068543
0 | 0 | 0 | 0 | 2024-12-01 | BH Colorado Electric Oper Co | Regulated Electric (122) | WPC Sub 30619 Pueblo Airport Ind Pk | WPC Sub 30619 Pueblo Airport Ind Pk | 135300 | Estimated Additions: 0010000000 | 9812490 | Inv-Add PCB's & Line Relaying | 2002-07-01 | 2002-10-01 | 10009214
0 | 0 | 0 | 0 | 2024-12-01 | BH Colorado Electric Oper Co | Regulated Electric (122) | WPC Sub 30619 Pueblo Airport Ind Pk | WPC Sub 30619 Pueblo Airport Ind Pk | 135300 | Estimated Additions: 0010000000 | 9813340 | Inv-Add PCB's & Line Relaying | 2002-07-01 | 2002-12-01 | 10009214
0 | 0 | 0 | 0 | 2024-12-01 | BH Colorado Electric Oper Co | Regulated Electric (122) | WPC Sub 30619 Pueblo Airport Ind Pk | WPC Sub 30619 Pueblo Airport Ind Pk | 135300 | Estimated Additions: 0010000000 | 28830331 | Replace existing door and/or locking mechanisms for Airport Industrial Substation to allow for compliance with NERC CIP Low Impact Standards. | 2019-12-16 | 2020-01-01 | 10068543
0 | 0 | 0 | 0 | 2024-12-01 | BH Colorado Electric Oper Co | Regulated Electric (122) | WPC Sub 30619 Pueblo Airport Ind Pk | WPC Sub 30619 Pueblo Airport Ind Pk | 135300 | Estimated Additions: 0010000000 | 29646496 | Replace existing door and/or locking mechanisms for Airport Industrial Substation to allow for compliance with NERC CIP Low Impact Standards. | 2019-12-16 | 2020-07-01 | 10068543
0 | 0 | 0 | 0 | 2024-12-01 | BH Colorado Electric Oper Co | Regulated Electric (122) | WPC Sub 30619 Pueblo Airport Ind Pk | WPC Sub 30619 Pueblo Airport Ind Pk | 135300 | Estimated Additions: 0010000000 | 9815498 | Inv-Add PCB's & Line Relaying | 2002-07-01 | 2003-08-01 | 10009214
1 | 217.28 | 135.1532 | 82.1268 | 2024-12-01 | BH Colorado Electric Oper Co | Regulated Electric (122) | WPC Sub 30619 Pueblo Airport Ind Pk | WPC Sub 30619 Pueblo Airport Ind Pk | 135300 | Fence: 3220000000 | 10568636 | FENCES, CHAIN LINK | 1993-07-01 | 1993-07-01 | WCDXFER
1160 | 12645.28 | 9363.8747 | 3281.4053 | 2024-12-01 | BH Colorado Electric Oper Co | Regulated Electric (122) | WPC Sub 30619 Pueblo Airport Ind Pk | WPC Sub 30619 Pueblo Airport Ind Pk | 135300 | Fence: 3220000000 | 10568451 | FENCE | 1987-07-01 | 1987-07-01 | WCDXFER
1 | 8904.36 | 3428.7292 | 5475.6308 | 2024-12-01 | BH Colorado Electric Oper Co | Regulated Electric (122) | WPC Sub 30619 Pueblo Airport Ind Pk | WPC Sub 30619 Pueblo Airport Ind Pk | 135300 | Grounding Systems, Station: 3920000000 | 10569314 | GROUNDING SYSTEMS, STATION | 2005-12-09 | 2006-01-01 | 10020259
1 | 912.19 | 405.288 | 506.902 | 2024-12-01 | BH Colorado Electric Oper Co | Regulated Electric (122) | WPC Sub 30619 Pueblo Airport Ind Pk | WPC Sub 30619 Pueblo Airport Ind Pk | 135300 | Grounding Systems, Station: 3920000000 | 10568917 | GROUNDING SYSTEMS, STATION | 2002-07-01 | 2002-01-01 | 10009214
474 | 1386.11 | 944.3058 | 441.8042 | 2024-12-01 | BH Colorado Electric Oper Co | Regulated Electric (122) | WPC Sub 30619 Pueblo Airport Ind Pk | WPC Sub 30619 Pueblo Airport Ind Pk | 135300 | Grounding Systems, Station: 3920000000 | 10568582 | STATION GROUNDING SYSTEMS | 1990-07-01 | 1990-07-01 | WCDXFER
1 | 8278.86 | 5149.6411 | 3129.2189 | 2024-12-01 | BH Colorado Electric Oper Co | Regulated Electric (122) | WPC Sub 30619 Pueblo Airport Ind Pk | WPC Sub 30619 Pueblo Airport Ind Pk | 135300 | Grounding Systems, Station: 3920000000 | 10568678 | STATION GROUNDING SYSTEMS | 1993-07-01 | 1993-07-01 | WCDXFER
1 | 11059.18 | 8189.3621 | 2869.8179 | 2024-12-01 | BH Colorado Electric Oper Co | Regulated Electric (122) | WPC Sub 30619 Pueblo Airport Ind Pk | WPC Sub 30619 Pueblo Airport Ind Pk | 135300 | Grounding Systems, Station: 3920000000 | 10568402 | GROUNDING SYSTEMS, STATION | 1987-07-01 | 1987-07-01 | WCDXFER
2674 | 14898.63 | 10149.8894 | 4748.7406 | 2024-12-01 | BH Colorado Electric Oper Co | Regulated Electric (122) | WPC Sub 30619 Pueblo Airport Ind Pk | WPC Sub 30619 Pueblo Airport Ind Pk | 135300 | Insulators-Post-15kv: 4272015000 | 10568589 | INSULATORS-POST-15KV | 1990-07-01 | 1990-07-01 | WCDXFER
9 | 7982.89 | 4965.5409 | 3017.3491 | 2024-12-01 | BH Colorado Electric Oper Co | Regulated Electric (122) | WPC Sub 30619 Pueblo Airport Ind Pk | WPC Sub 30619 Pueblo Airport Ind Pk | 135300 | Insulators-Post-161kv: 4272161000 | 10568692 | INSULATORS-POST-161KV | 1993-07-01 | 1993-07-01 | WCDXFER
1 | 30628.6 | 22680.587 | 7948.013 | 2024-12-01 | BH Colorado Electric Oper Co | Regulated Electric (122) | WPC Sub 30619 Pueblo Airport Ind Pk | WPC Sub 30619 Pueblo Airport Ind Pk | 135300 | Insulators-Post-161kv: 4272161000 | 10568472 | INSULATORS-POST-161KV | 1987-07-01 | 1987-07-01 | WCDXFER
1 | 5132.73 | 2280.4829 | 2852.2471 | 2024-12-01 | BH Colorado Electric Oper Co | Regulated Electric (122) | WPC Sub 30619 Pueblo Airport Ind Pk | WPC Sub 30619 Pueblo Airport Ind Pk | 135300 | Line Tuner: 1129000000 | 10568973 | CARR CURR EQ-LINE TUNER | 2002-07-01 | 2002-01-01 | 10009214
7 | 19296.62 | 12002.9409 | 7293.6791 | 2024-12-01 | BH Colorado Electric Oper Co | Regulated Electric (122) | WPC Sub 30619 Pueblo Airport Ind Pk | WPC Sub 30619 Pueblo Airport Ind Pk | 135300 | Low Prof- Switch Stand - High: 7841080000 | 10568720 | LOW PROF- SWITCH STAND - HIGH | 1993-07-01 | 1993-07-01 | WCDXFER
1 | 1957.77 | 1449.7356 | 508.0344 | 2024-12-01 | BH Colorado Electric Oper Co | Regulated Electric (122) | WPC Sub 30619 Pueblo Airport Ind Pk | WPC Sub 30619 Pueblo Airport Ind Pk | 135300 | Low Prof- Switch Stand - High: 7841080000 | 10568486 | LOW PROF- SWITCH STAND - HIGH | 1987-07-01 | 1987-07-01 | WCDXFER
14 | 8696.47 | 5409.4041 | 3287.0659 | 2024-12-01 | BH Colorado Electric Oper Co | Regulated Electric (122) | WPC Sub 30619 Pueblo Airport Ind Pk | WPC Sub 30619 Pueblo Airport Ind Pk | 135300 | Low Prof- Switch Stand - Low: 7841070000 | 10568713 | LOW PROF- SWITCH STAND - LOW | 1993-07-01 | 1993-07-01 | WCDXFER
3 | 5111.48 | 3785.0691 | 1326.4109 | 2024-12-01 | BH Colorado Electric Oper Co | Regulated Electric (122) | WPC Sub 30619 Pueblo Airport Ind Pk | WPC Sub 30619 Pueblo Airport Ind Pk | 135300 | Low Prof- Switch Stand - Low: 7841070000 | 10568444 | LOW PROF- SWITCH STAND - LOW | 1987-07-01 | 1987-07-01 | WCDXFER
1 | 4188.97 | 1861.1683 | 2327.8017 | 2024-12-01 | BH Colorado Electric Oper Co | Regulated Electric (122) | WPC Sub 30619 Pueblo Airport Ind Pk | WPC Sub 30619 Pueblo Airport Ind Pk | 135300 | Low Prof- Switch Stand - Low: 7841070000 | 10568945 | LOW PROF- SWITCH STAND - LOW | 2002-07-01 | 2002-01-01 | 10009214
2 | 5274.62 | 3280.9348 | 1993.6852 | 2024-12-01 | BH Colorado Electric Oper Co | Regulated Electric (122) | WPC Sub 30619 Pueblo Airport Ind Pk | WPC Sub 30619 Pueblo Airport Ind Pk | 135300 | Low Prof-Curr/Pot Trans/Reac Stand: 7841020000 | 10568671 | LOW PROF-CURR/POT TRANS/REAC STAND | 1993-07-01 | 1993-07-01 | WCDXFER
2 | 6817.5 | 5048.383 | 1769.117 | 2024-12-01 | BH Colorado Electric Oper Co | Regulated Electric (122) | WPC Sub 30619 Pueblo Airport Ind Pk | WPC Sub 30619 Pueblo Airport Ind Pk | 135300 | Low Prof-Curr/Pot Trans/Reac Stand: 7841020000 | 10568409 | LOW PROF-CURR/POT TRANS/REAC STAND | 1987-07-01 | 1987-07-01 | WCDXFER
2 | 17411.6 | 12893.3516 | 4518.2484 | 2024-12-01 | BH Colorado Electric Oper Co | Regulated Electric (122) | WPC Sub 30619 Pueblo Airport Ind Pk | WPC Sub 30619 Pueblo Airport Ind Pk | 135300 | Low Prof-Deadend Twr-High Tension: 7841040000 | 10568465 | LOW PROF-DEADEND TWR-HIGH TENSION | 1987-07-01 | 1987-07-01 | WCDXFER
2 | 24712.39 | 15371.6742 | 9340.7158 | 2024-12-01 | BH Colorado Electric Oper Co | Regulated Electric (122) | WPC Sub 30619 Pueblo Airport Ind Pk | WPC Sub 30619 Pueblo Airport Ind Pk | 135300 | Low Prof-Deadend Twr-High Tension: 7841040000 | 10568664 | STRUC/OUTDR-LOW-DEAD END HIGH | 1993-07-01 | 1993-07-01 | WCDXFER
3 | 4544.99 | 3365.5812 | 1179.4088 | 2024-12-01 | BH Colorado Electric Oper Co | Regulated Electric (122) | WPC Sub 30619 Pueblo Airport Ind Pk | WPC Sub 30619 Pueblo Airport Ind Pk | 135300 | Low Profile Struct-Bus Support-1ph: 7841010000 | 10568458 | LOW PROFILE STRUCT-BUS SUPPORT-1PH | 1987-07-01 | 1987-07-01 | WCDXFER
6 | 4669.67 | 2904.642 | 1765.028 | 2024-12-01 | BH Colorado Electric Oper Co | Regulated Electric (122) | WPC Sub 30619 Pueblo Airport Ind Pk | WPC Sub 30619 Pueblo Airport Ind Pk | 135300 | Low Profile Struct-Bus Support-1ph: 7841010000 | 10568685 | STRUC/OUTDR-LOW-BUS SUPPORT-1 | 1993-07-01 | 1993-07-01 | WCDXFER
10 | 7192.05 | 4473.6203 | 2718.4297 | 2024-12-01 | BH Colorado Electric Oper Co | Regulated Electric (122) | WPC Sub 30619 Pueblo Airport Ind Pk | WPC Sub 30619 Pueblo Airport Ind Pk | 135300 | Low Profile Structure-Foundation: 7841000000 | 10568657 | LOW PROFILE STRUCTURE-FOUNDATION | 1993-07-01 | 1993-07-01 | WCDXFER
1 | 4185.53 | 1611.6879 | 2573.8421 | 2024-12-01 | BH Colorado Electric Oper Co | Regulated Electric (122) | WPC Sub 30619 Pueblo Airport Ind Pk | WPC Sub 30619 Pueblo Airport Ind Pk | 135300 | Multiple Address Master System: 6306000000 | 12818403 | MULTIPLE ADDRESS MASTER SYSTEM | 2005-12-09 | 2006-03-01 | 50507XFER
1 | 1275.73 | 566.8096 | 708.9204 | 2024-12-01 | BH Colorado Electric Oper Co | Regulated Electric (122) | WPC Sub 30619 Pueblo Airport Ind Pk | WPC Sub 30619 Pueblo Airport Ind Pk | 135300 | Multiple Address Remote System: 6307000000 | 12818414 | SCADA Radio MDS 9710B | 2002-09-30 | 2002-12-01 | 50507XFER
1 | 63071.35 | 24286.3701 | 38784.9799 | 2024-12-01 | BH Colorado Electric Oper Co | Regulated Electric (122) | WPC Sub 30619 Pueblo Airport Ind Pk | WPC Sub 30619 Pueblo Airport Ind Pk | 135300 | Other Interruptive Dev 115-161 Kv: 6219115000 | 10569279 | Circuit Switcher | 2005-12-09 | 2006-01-01 | 10020259
1 | 14925.4 | 8105.0286 | 6820.3714 | 2024-12-01 | BH Colorado Electric Oper Co | Regulated Electric (122) | WPC Sub 30619 Pueblo Airport Ind Pk | WPC Sub 30619 Pueblo Airport Ind Pk | 135300 | Panel - Circuit Breaker Control: 5950400000 | 10568749 | CIRCUIT BREAKER CONTROL PANEL | 1997-04-01 | 1999-01-01 | 23557059
2 | 23033.55 | 10233.8553 | 12799.6947 | 2024-12-01 | BH Colorado Electric Oper Co | Regulated Electric (122) | WPC Sub 30619 Pueblo Airport Ind Pk | WPC Sub 30619 Pueblo Airport Ind Pk | 135300 | Panel - Circuit Breaker Control: 5950400000 | 10568896 | CIRCUIT BREAKER CONTROL PANEL | 2002-07-01 | 2002-01-01 | 10009214
1 | 21077.21 | 5618.7894 | 15458.4206 | 2024-12-01 | BH Colorado Electric Oper Co | Regulated Electric (122) | WPC Sub 30619 Pueblo Airport Ind Pk | WPC Sub 30619 Pueblo Airport Ind Pk | 135300 | PANEL - FIBER OPTIC PATCH: | 11100042 | PANEL - FIBER OPTIC PATCH | 2011-04-20 | 2011-06-01 | 10040950
2 | 23033.55 | 10233.8553 | 12799.6947 | 2024-12-01 | BH Colorado Electric Oper Co | Regulated Electric (122) | WPC Sub 30619 Pueblo Airport Ind Pk | WPC Sub 30619 Pueblo Airport Ind Pk | 135300 | Panel - Line: 5950300000 | 10568938 | LINE PANEL | 2002-07-01 | 2002-01-01 | 10009214
2 | 20815.12 | 9248.2022 | 11566.9178 | 2024-12-01 | BH Colorado Electric Oper Co | Regulated Electric (122) | WPC Sub 30619 Pueblo Airport Ind Pk | WPC Sub 30619 Pueblo Airport Ind Pk | 135300 | Panel - Other: 5950900000 | 10569008 | OTHER PANELS | 2002-07-01 | 2002-01-01 | 10009214
1 | 2228.18 | 505.9924 | 1722.1876 | 2024-12-01 | BH Colorado Electric Oper Co | Regulated Electric (122) | WPC Sub 30619 Pueblo Airport Ind Pk | WPC Sub 30619 Pueblo Airport Ind Pk | 135300 | Panel - Relay: 5950300003 | 12116044 | CSR 115-1 AIP REPLACE | 2013-10-29 | 2013-10-01 | 10042290
1 | 25725.29 | 6857.8805 | 18867.4095 | 2024-12-01 | BH Colorado Electric Oper Co | Regulated Electric (122) | WPC Sub 30619 Pueblo Airport Ind Pk | WPC Sub 30619 Pueblo Airport Ind Pk | 135300 | Panel - Relay: 5950300003 | 11100039 | PANEL RELAYS | 2011-04-20 | 2011-06-01 | 10040950
3 | 409.53 | 181.9551 | 227.5749 | 2024-12-01 | BH Colorado Electric Oper Co | Regulated Electric (122) | WPC Sub 30619 Pueblo Airport Ind Pk | WPC Sub 30619 Pueblo Airport Ind Pk | 135300 | Post Insulators: 4272000000 | 10569001 | POST INSULATORS | 2002-07-01 | 2002-01-01 | 10009214
6 | 55307.76 | 24573.3556 | 30734.4044 | 2024-12-01 | BH Colorado Electric Oper Co | Regulated Electric (122) | WPC Sub 30619 Pueblo Airport Ind Pk | WPC Sub 30619 Pueblo Airport Ind Pk | 135300 | Potential Device-161kv: 1126161000 | 10568854 | CARR CURR EQ-POTENT DEV-161KV | 2002-07-01 | 2002-01-01 | 10009214
1 | 58.81 | 26.1294 | 32.6806 | 2024-12-01 | BH Colorado Electric Oper Co | Regulated Electric (122) | WPC Sub 30619 Pueblo Airport Ind Pk | WPC Sub 30619 Pueblo Airport Ind Pk | 135300 | Potheads (Terminators): 6190000000 | 10568980 | POTHEADS (TERMINATORS) | 2002-07-01 | 2002-01-01 | 10009214
19 | 2828.81 | 1089.2668 | 1739.5432 | 2024-12-01 | BH Colorado Electric Oper Co | Regulated Electric (122) | WPC Sub 30619 Pueblo Airport Ind Pk | WPC Sub 30619 Pueblo Airport Ind Pk | 135300 | Potheads (Terminators): 6190000000 | 10569321 | POTHEADS (TERMINATORS) | 2005-12-09 | 2006-01-01 | 10020259
8071 | 52883.16 | 20363.2869 | 32519.8731 | 2024-12-01 | BH Colorado Electric Oper Co | Regulated Electric (122) | WPC Sub 30619 Pueblo Airport Ind Pk | WPC Sub 30619 Pueblo Airport Ind Pk | 135300 | Pvc Conduit: 1820100000 | 10569328 | PVC CONDUIT | 2005-12-09 | 2006-01-01 | 10020259
1 | 34052.66 | 13112.3799 | 20940.2801 | 2024-12-01 | BH Colorado Electric Oper Co | Regulated Electric (122) | WPC Sub 30619 Pueblo Airport Ind Pk | WPC Sub 30619 Pueblo Airport Ind Pk | 135300 | Pwr Trfrmr Nbr Xxxxxx Foundation: 9101XXXXXX | 10569349 | PWR TRFRMR NBR XXXXXX FOUNDATION | 2005-12-09 | 2006-03-01 | 10020259
1 | 3569.8 | 2643.4496 | 926.3504 | 2024-12-01 | BH Colorado Electric Oper Co | Regulated Electric (122) | WPC Sub 30619 Pueblo Airport Ind Pk | WPC Sub 30619 Pueblo Airport Ind Pk | 135300 | Pwr Trfrmr Nbr Xxxxxx Foundation: 9101XXXXXX | 10568493 | TRANSF, PWR, FOUNDATION-00000-TRANSF, PWR, FOUNDATION | 1987-07-01 | 1987-07-01 | WCDXFER
1 | 1973.05 | 759.7463 | 1213.3037 | 2024-12-01 | BH Colorado Electric Oper Co | Regulated Electric (122) | WPC Sub 30619 Pueblo Airport Ind Pk | WPC Sub 30619 Pueblo Airport Ind Pk | 135300 | Pwr Trfrmr Nbr Xxxxxx Installation: 9102XXXXXX | 10569342 | PWR TRFRMR NBR 08404 INSTALLATION | 2005-12-09 | 2006-03-01 | 10020259
0 | 334.69 | 352.4455 | -17.7555 | 2024-12-01 | BH Colorado Electric Oper Co | Regulated Electric (122) | WPC Sub 30619 Pueblo Airport Ind Pk | WPC Sub 30619 Pueblo Airport Ind Pk | 135300 | Pwr Trfrmr Nbr Xxxxxxx: 9105XXXXXX | 10568352 | POWER TRANSFORMER-08107-POWER TRANSFORMER | 1970-07-01 | 1970-07-01 | WCDXFER
1 | 735334.87 | 283149.3981 | 452185.4719 | 2024-12-01 | BH Colorado Electric Oper Co | Regulated Electric (122) | WPC Sub 30619 Pueblo Airport Ind Pk | WPC Sub 30619 Pueblo Airport Ind Pk | 135300 | Pwr Trfrmr Nbr Xxxxxxx: 9105XXXXXX | 10569335 | PWR TRFRMR NBR 08404 | 2005-12-09 | 2006-03-01 | 10020259
1 | 11547.62 | 12293.2813 | -745.6613 | 2024-12-01 | BH Colorado Electric Oper Co | Regulated Electric (122) | WPC Sub 30619 Pueblo Airport Ind Pk | WPC Sub 30619 Pueblo Airport Ind Pk | 135300 | Pwr Trfrmr Nbr Xxxxxxx: 9105XXXXXX | 10568343 | POWER TRANSFORMER-08107-POWER TRANSFORMER | 1951-07-01 | 1951-07-01 | WCDXFER
1 | 316908.89 | 234672.1581 | 82236.7319 | 2024-12-01 | BH Colorado Electric Oper Co | Regulated Electric (122) | WPC Sub 30619 Pueblo Airport Ind Pk | WPC Sub 30619 Pueblo Airport Ind Pk | 135300 | Pwr Trfrmr Nbr Xxxxxxx: 9105XXXXXX | 10568514 | TX.-POWER-08146-TX.-POWER | 1987-07-01 | 1987-07-01 | WCDXFER
1 | 35412.32 | 26222.9487 | 9189.3713 | 2024-12-01 | BH Colorado Electric Oper Co | Regulated Electric (122) | WPC Sub 30619 Pueblo Airport Ind Pk | WPC Sub 30619 Pueblo Airport Ind Pk | 135300 | Reclosers-3ph,25001-34500v: 6553034000 | 10568423 | RECLOSERS-3PH,25001-34500V | 1987-07-01 | 1987-07-01 | WCDXFER
3 | 1947.7 | 749.9849 | 1197.7151 | 2024-12-01 | BH Colorado Electric Oper Co | Regulated Electric (122) | WPC Sub 30619 Pueblo Airport Ind Pk | WPC Sub 30619 Pueblo Airport Ind Pk | 135300 | Relay - Breaker Failure: 5951000000 | 10569356 | RELAY - BREAKER FAILURE | 2005-12-09 | 2006-01-01 | 10020259
2 | 32788.52 | 14568.0093 | 18220.5107 | 2024-12-01 | BH Colorado Electric Oper Co | Regulated Electric (122) | WPC Sub 30619 Pueblo Airport Ind Pk | WPC Sub 30619 Pueblo Airport Ind Pk | 135300 | Relay - Impedance: 5951600000 | 10568931 | IMPEDANCE RELAY | 2002-07-01 | 2002-01-01 | 10009214
1 | 1225.88 | 641.4871 | 584.3929 | 2024-12-01 | BH Colorado Electric Oper Co | Regulated Electric (122) | WPC Sub 30619 Pueblo Airport Ind Pk | WPC Sub 30619 Pueblo Airport Ind Pk | 135300 | Relay - Miscellaneous: 5959900000 | 10568765 | SERIES OR MULTIPLE RELAY | 1998-12-30 | 1999-01-01 | 23558231
11 | 32016.06 | 14224.8037 | 17791.2563 | 2024-12-01 | BH Colorado Electric Oper Co | Regulated Electric (122) | WPC Sub 30619 Pueblo Airport Ind Pk | WPC Sub 30619 Pueblo Airport Ind Pk | 135300 | Relay - Miscellaneous: 5959900000 | 10568952 | MISCELLANEOUS RELAY | 2002-07-01 | 2002-01-01 | 10009214
0 | 0 | 0 | 0 | 2024-12-01 | BH Colorado Electric Oper Co | Regulated Electric (122) | WPC Sub 30619 Pueblo Airport Ind Pk | WPC Sub 30619 Pueblo Airport Ind Pk | 135300 | Relay - Miscellaneous: 5959900000 | 10568729 | MISCELLANEOUS RELAY | 1994-07-01 | 1994-07-01 | WCDXFER
1 | 7982.33 | 4492.3173 | 3490.0127 | 2024-12-01 | BH Colorado Electric Oper Co | Regulated Electric (122) | WPC Sub 30619 Pueblo Airport Ind Pk | WPC Sub 30619 Pueblo Airport Ind Pk | 135300 | Relay - Transformer Differential: 5952400000 | 10568738 | TRANSFORMER DIFFERENTIAL RELAY | 1996-07-01 | 1996-07-01 | WCDXFER
0 | 37817.74 | 2613.722 | 35204.018 | 2024-12-01 | BH Colorado Electric Oper Co | Regulated Electric (122) | WPC Sub 30619 Pueblo Airport Ind Pk | WPC Sub 30619 Pueblo Airport Ind Pk | 135300 | RELAY AND CONTROL: 5959810000 | 34237240 | NERC Test Switch | 2021-07-01 | 2021-07-01 | 10075410
1 | 49189.1 | 21854.8219 | 27334.2781 | 2024-12-01 | BH Colorado Electric Oper Co | Regulated Electric (122) | WPC Sub 30619 Pueblo Airport Ind Pk | WPC Sub 30619 Pueblo Airport Ind Pk | 135300 | Scada Equip - Rtu: 8191130000 | 10568966 | SCADA EQUIPMENT- RTU | 2002-07-01 | 2002-01-01 | 10009214
1 | 2756.35 | 1932.229 | 824.121 | 2024-12-01 | BH Colorado Electric Oper Co | Regulated Electric (122) | WPC Sub 30619 Pueblo Airport Ind Pk | WPC Sub 30619 Pueblo Airport Ind Pk | 135300 | Scada Equip - Rtu: 8191130000 | 10568538 | SCADA EQUIPMENT- RTU | 1989-07-01 | 1989-07-01 | WCDXFER
2 | 2140.46 | 951.0109 | 1189.4491 | 2024-12-01 | BH Colorado Electric Oper Co | Regulated Electric (122) | WPC Sub 30619 Pueblo Airport Ind Pk | WPC Sub 30619 Pueblo Airport Ind Pk | 135300 | Scada Equip - Transducer: 8191030000 | 10568847 | SCADA EQUIPMENT- TRANSDUCER | 2002-07-01 | 2002-01-01 | 10009214
0 | 11294.25 | 1226.6366 | 10067.6134 | 2024-12-01 | BH Colorado Electric Oper Co | Regulated Electric (122) | WPC Sub 30619 Pueblo Airport Ind Pk | WPC Sub 30619 Pueblo Airport Ind Pk | 135300 | SECURITY SYSTEM: 0630000027 | 33375768 | SECURITY SYSTEM | 2019-12-16 | 2019-12-01 | 10068543
73 | 10434.23 | 4017.8238 | 6416.4062 | 2024-12-01 | BH Colorado Electric Oper Co | Regulated Electric (122) | WPC Sub 30619 Pueblo Airport Ind Pk | WPC Sub 30619 Pueblo Airport Ind Pk | 135300 | Steel Conduit: 1820200000 | 10569370 | STEEL CONDUIT | 2005-12-09 | 2006-01-01 | 10020259
1 | 12543.24 | 4829.9231 | 7713.3169 | 2024-12-01 | BH Colorado Electric Oper Co | Regulated Electric (122) | WPC Sub 30619 Pueblo Airport Ind Pk | WPC Sub 30619 Pueblo Airport Ind Pk | 135300 | Struc-Supporting,Outdoor-Other: 7849900000 | 10569363 | Static Mast | 2005-12-09 | 2006-01-01 | 10020259
17 | 10074.92 | 7460.514 | 2614.406 | 2024-12-01 | BH Colorado Electric Oper Co | Regulated Electric (122) | WPC Sub 30619 Pueblo Airport Ind Pk | WPC Sub 30619 Pueblo Airport Ind Pk | 135300 | Structures-Supporting,Outdoor: 7840000000 | 10568395 | STRUCTURES-SUPPORTING,OUTDOOR | 1987-07-01 | 1987-07-01 | WCDXFER
2 | 20170.89 | 12546.7569 | 7624.1331 | 2024-12-01 | BH Colorado Electric Oper Co | Regulated Electric (122) | WPC Sub 30619 Pueblo Airport Ind Pk | WPC Sub 30619 Pueblo Airport Ind Pk | 135300 | Structures-Supporting,Outdoor: 7840000000 | 10568643 | STRUCTURES-SUPPORTING,OUTDOOR | 1993-07-01 | 1993-07-01 | WCDXFER
2 | 321.93 | 143.0342 | 178.8958 | 2024-12-01 | BH Colorado Electric Oper Co | Regulated Electric (122) | WPC Sub 30619 Pueblo Airport Ind Pk | WPC Sub 30619 Pueblo Airport Ind Pk | 135300 | Suspension Insulators: 4273000000 | 10568840 | SUSPENSION INSULATORS | 2002-07-01 | 2002-01-01 | 10009214
1 | 13429.09 | 5171.0301 | 8258.0599 | 2024-12-01 | BH Colorado Electric Oper Co | Regulated Electric (122) | WPC Sub 30619 Pueblo Airport Ind Pk | WPC Sub 30619 Pueblo Airport Ind Pk | 135300 | Switch Stand: 7847000000 | 10569377 | SWITCH STAND | 2005-12-09 | 2006-01-01 | 10020259
2 | 664.42 | 465.7651 | 198.6549 | 2024-12-01 | BH Colorado Electric Oper Co | Regulated Electric (122) | WPC Sub 30619 Pueblo Airport Ind Pk | WPC Sub 30619 Pueblo Airport Ind Pk | 135300 | Transf, Pntl, 13.001-25kv 1ph: 9031025000 | 10568531 | TRANSF, POTNTL, 1PH, 13001-25KV | 1989-07-01 | 1989-07-01 | WCDXFER
1 | 1799.43 | 799.4906 | 999.9394 | 2024-12-01 | BH Colorado Electric Oper Co | Regulated Electric (122) | WPC Sub 30619 Pueblo Airport Ind Pk | WPC Sub 30619 Pueblo Airport Ind Pk | 135300 | Transf, Pntl, 13.001-25kv 1ph: 9031025000 | 10568833 | TRANSF, POTNTL, 1PH, 13001-25KV | 2002-07-01 | 2002-01-01 | 10009214
2 | 18331.19 | 8144.5868 | 10186.6032 | 2024-12-01 | BH Colorado Electric Oper Co | Regulated Electric (122) | WPC Sub 30619 Pueblo Airport Ind Pk | WPC Sub 30619 Pueblo Airport Ind Pk | 135300 | Transf, Pntl, 69.001-161kv 1ph: 9031161000 | 10568826 | TRANSF, POTNTL, 1PH, 69001-161KV | 2002-07-01 | 2002-01-01 | 10009214
1 | 10454.37 | 4644.8989 | 5809.4711 | 2024-12-01 | BH Colorado Electric Oper Co | Regulated Electric (122) | WPC Sub 30619 Pueblo Airport Ind Pk | WPC Sub 30619 Pueblo Airport Ind Pk | 135300 | Transmitter/Receiver Combined: 1123000000 | 10568875 | CARR CURR EQ-TRANS/REC COMBINED | 2002-07-01 | 2002-01-01 | 10009214
1 | 14419.54 | 8969.2851 | 5450.2549 | 2024-12-01 | BH Colorado Electric Oper Co | Regulated Electric (122) | WPC Sub 30619 Pueblo Airport Ind Pk | WPC Sub 30619 Pueblo Airport Ind Pk | 135300 | Tubular Bus, Alum , Under 3": 0771302000 | 10568706 | TUBULAR BUS, ALUM , UNDER 3" | 1993-07-01 | 1993-07-01 | WCDXFER
1 | 23577.82 | 10475.6756 | 13102.1444 | 2024-12-01 | BH Colorado Electric Oper Co | Regulated Electric (122) | WPC Sub 30619 Pueblo Airport Ind Pk | WPC Sub 30619 Pueblo Airport Ind Pk | 135300 | WAVEGUIDE: 1128000050 | 10568882 | CARR CURR EQ-WAVE TRAP-800 AMP | 2002-07-01 | 2002-01-01 | 10009212
0 | 0 | 0 | 0 | 2024-12-01 | BH Colorado Electric Oper Co | Regulated Electric (122) | WPC Sub 30619 Pueblo Airport Ind Pk | WPC Sub 30619 Pueblo Airport Ind Pk | 135301 | Estimated Additions: 0010000000 | 33478444 | Install test switches on lockout relays at the Airport Industrial sub to aid in NERC testing. | 2021-07-01 | 2021-07-01 | 10075410
0 | 0 | 0 | 0 | 2024-12-01 | BH Colorado Electric Oper Co | Regulated Electric (122) | WPC Sub 30619 Pueblo Airport Ind Pk | WPC Sub 30619 Pueblo Airport Ind Pk | 135800 | Estimated Additions: 0010000000 | 12088968 | AIP REPLACE 115-1 CSR | 2013-10-29 | 2013-10-01 | 10042290
1 | 1836 | -52.5128 | 1888.5128 | 2024-12-01 | BH Colorado Electric Oper Co | Regulated Electric (122) | WPC Sub 30695 Burnt Mill Sub | WPC Sub 30695 Burnt Mill Sub | 135001 | Land: 4481XXXXXX | 10562893 | LAND - TRACT 30 | 1964-07-01 | 1964-07-01 | CPR Conversion
1 | 26476.33 | 7720.4155 | 18755.9145 | 2024-12-01 | BH Colorado Electric Oper Co | Regulated Electric (122) | WPC Sub 30695 Burnt Mill Sub | WPC Sub 30695 Burnt Mill Sub | 135200 | Fence: 3220000000 | 10563287 | FENCE | 2006-12-14 | 2006-01-01 | 10020263
1 | 65507.41 | 19101.757 | 46405.653 | 2024-12-01 | BH Colorado Electric Oper Co | Regulated Electric (122) | WPC Sub 30695 Burnt Mill Sub | WPC Sub 30695 Burnt Mill Sub | 135200 | Station Rock: 7702000000 | 10563280 | STATION ROCK | 2006-12-14 | 2006-01-01 | 10020263
2 | 15503.4 | 5663.6258 | 9839.7742 | 2024-12-01 | BH Colorado Electric Oper Co | Regulated Electric (122) | WPC Sub 30695 Burnt Mill Sub | WPC Sub 30695 Burnt Mill Sub | 135300 | Airbrk-3ph-Manl-15-45kv- >=2000a: 7982204520 | 10569463 | AIRBRK-3PH-MANL-15-45KV- >=2000A | 2006-12-14 | 2006-01-01 | 10020263
15 | 97746.79 | 35708.3764 | 62038.4136 | 2024-12-01 | BH Colorado Electric Oper Co | Regulated Electric (122) | WPC Sub 30695 Burnt Mill Sub | WPC Sub 30695 Burnt Mill Sub | 135300 | Airbrk-3ph-Manl-69-170kv- 1200-1999: 7982217019 | 10569505 | AIRBRK-3PH-MANL-69-170KV- 1200-1999AMPS | 2006-12-14 | 2006-01-01 | 10020263
14 | 12708.89 | 4642.7492 | 8066.1408 | 2024-12-01 | BH Colorado Electric Oper Co | Regulated Electric (122) | WPC Sub 30695 Burnt Mill Sub | WPC Sub 30695 Burnt Mill Sub | 135300 | Arrester - 0-10,000 Volts: 0210100000 | 10569470 | ARRESTER - 0-10,000 VOLTS | 2006-12-14 | 2006-01-01 | 10020263
6 | 8116.8 | 2965.1894 | 5151.6106 | 2024-12-01 | BH Colorado Electric Oper Co | Regulated Electric (122) | WPC Sub 30695 Burnt Mill Sub | WPC Sub 30695 Burnt Mill Sub | 135300 | Arrester - 69,001-146,000 Volts: 0211460000 | 10569456 | ARRESTER - 69,001-146,000 VOLTS | 2006-12-14 | 2006-01-01 | 10020263
1 | 31273.62 | 2778.9873 | 28494.6327 | 2024-12-01 | BH Colorado Electric Oper Co | Regulated Electric (122) | WPC Sub 30695 Burnt Mill Sub | WPC Sub 30695 Burnt Mill Sub | 135300 | Batteries, Storage - Station: 0353000000 | 31725719 | Batteries, Storage - Station | 2020-06-29 | 2020-07-01 | 10069636
2 | 210497.11 | 76897.7686 | 133599.3414 | 2024-12-01 | BH Colorado Electric Oper Co | Regulated Electric (122) | WPC Sub 30695 Burnt Mill Sub | WPC Sub 30695 Burnt Mill Sub | 135300 | Breaker, Gas - 115-161 Kv: 6212115000 | 10569498 | BREAKER, GAS - 115-161 KV | 2006-12-14 | 2006-01-01 | 10020263
5350 | 54659.98 | 19968.115 | 34691.865 | 2024-12-01 | BH Colorado Electric Oper Co | Regulated Electric (122) | WPC Sub 30695 Burnt Mill Sub | WPC Sub 30695 Burnt Mill Sub | 135300 | Bus Bar: 0771000000 | 10569519 | BUS BAR | 2006-12-14 | 2006-01-01 | 10020263
12 | 110998.7 | 40549.499 | 70449.201 | 2024-12-01 | BH Colorado Electric Oper Co | Regulated Electric (122) | WPC Sub 30695 Burnt Mill Sub | WPC Sub 30695 Burnt Mill Sub | 135300 | Bus Support: 7846000000 | 10569477 | BUS SUPPORT | 2006-12-14 | 2006-01-01 | 10020263
89 | 8027.24 | 2932.4718 | 5094.7682 | 2024-12-01 | BH Colorado Electric Oper Co | Regulated Electric (122) | WPC Sub 30695 Burnt Mill Sub | WPC Sub 30695 Burnt Mill Sub | 135300 | Cable Tray: 1823000000 | 10569484 | CABLE TRAY | 2006-12-14 | 2006-01-01 | 10020263
1 | 1181686.25 | 431687.807 | 749998.443 | 2024-12-01 | BH Colorado Electric Oper Co | Regulated Electric (122) | WPC Sub 30695 Burnt Mill Sub | WPC Sub 30695 Burnt Mill Sub | 135300 | Cntl Cbl Switchgear Metal-Clad: 1965210000 | 10569581 | CNTL CBL SWITCHGEAR METAL-CLAD | 2006-12-14 | 2006-01-01 | 10020263
1 | 7345.03 | 1813.007 | 5532.023 | 2024-12-01 | BH Colorado Electric Oper Co | Regulated Electric (122) | WPC Sub 30695 Burnt Mill Sub | WPC Sub 30695 Burnt Mill Sub | 135300 | Communications - JMUX Equip: | 11907839 | WPC 30695 COMMUNICATIONS: JMUX | 2012-10-11 | 2012-01-01 | 10044917
18740 | 72435.44 | 26461.7586 | 45973.6814 | 2024-12-01 | BH Colorado Electric Oper Co | Regulated Electric (122) | WPC Sub 30695 Burnt Mill Sub | WPC Sub 30695 Burnt Mill Sub | 135300 | Cond. Control Cable, Other: 0772000000 | 10569595 | COND. CONTROL CABLE, OTHER | 2006-12-14 | 2006-01-01 | 10020263
25808 | 243981.16 | 89129.997 | 154851.163 | 2024-12-01 | BH Colorado Electric Oper Co | Regulated Electric (122) | WPC Sub 30695 Burnt Mill Sub | WPC Sub 30695 Burnt Mill Sub | 135300 | Cond. Pwr Cable, Other: 0773100000 | 10569602 | COND. PWR CABLE, OTHER | 2006-12-14 | 2006-01-01 | 10020263
4 | 381289.26 | 139290.7165 | 241998.5435 | 2024-12-01 | BH Colorado Electric Oper Co | Regulated Electric (122) | WPC Sub 30695 Burnt Mill Sub | WPC Sub 30695 Burnt Mill Sub | 135300 | Deadend Tower: 7848000000 | 10569526 | DEADEND TOWER | 2006-12-14 | 2006-01-01 | 10020263
0 | 0 | 0 | 0 | 2024-12-01 | BH Colorado Electric Oper Co | Regulated Electric (122) | WPC Sub 30695 Burnt Mill Sub | WPC Sub 30695 Burnt Mill Sub | 135300 | Estimated Additions: 0010000000 | 11911014 | BUILD 36 MILES OF TRANSMISSION (RATTLESNAKE) SOUTHERN CONNECTOR TRANSMISSION LINE 05-02-2012 GC | 2012-10-11 | 2013-06-01 | 10044917
0 | 0 | 0 | 0 | 2024-12-01 | BH Colorado Electric Oper Co | Regulated Electric (122) | WPC Sub 30695 Burnt Mill Sub | WPC Sub 30695 Burnt Mill Sub | 135300 | Estimated Additions: 0010000000 | 28830340 | Replace existing door and/or locking mechanisms for Burnt Mill Substation to allow for compliance with NERC CIP Low Impact Standards. | 2019-12-16 | 2020-01-01 | 10068546
0 | 0 | 0 | 0 | 2024-12-01 | BH Colorado Electric Oper Co | Regulated Electric (122) | WPC Sub 30695 Burnt Mill Sub | WPC Sub 30695 Burnt Mill Sub | 135300 | Estimated Additions: 0010000000 | 30577515 | Replacing the ALCAD 200 Ah battery bank with a Enersys CC-05M 100Ah Battery bank solution. Also installing a DC manual transfer switch, DC bus bar and wall penetration for backup DC capabilities. | 2020-06-29 | 2020-12-01 | 10069636
0 | 0 | 0 | 0 | 2024-12-01 | BH Colorado Electric Oper Co | Regulated Electric (122) | WPC Sub 30695 Burnt Mill Sub | WPC Sub 30695 Burnt Mill Sub | 135300 | Estimated Additions: 0010000000 | 28413177 | Replace existing door and/or locking mechanisms for Burnt Mill Substation to allow for compliance with NERC CIP Low Impact Standards. | 2019-12-16 | 2019-12-01 | 10068546
0 | 0 | 0 | 0 | 2024-12-01 | BH Colorado Electric Oper Co | Regulated Electric (122) | WPC Sub 30695 Burnt Mill Sub | WPC Sub 30695 Burnt Mill Sub | 135300 | Estimated Additions: 0010000000 | 29646681 | Replacing the ALCAD 200 Ah battery bank with a Enersys CC-05M 100Ah Battery bank solution. Also installing a DC manual transfer switch, DC bus bar and wall penetration for backup DC capabilities. | 2020-06-29 | 2020-07-01 | 10069636
0 | 0 | 0 | 0 | 2024-12-01 | BH Colorado Electric Oper Co | Regulated Electric (122) | WPC Sub 30695 Burnt Mill Sub | WPC Sub 30695 Burnt Mill Sub | 135300 | Estimated Additions: 0010000000 | 29646510 | Replace existing door and/or locking mechanisms for Burnt Mill Substation to allow for compliance with NERC CIP Low Impact Standards. | 2019-12-16 | 2020-07-01 | 10068546
1 | 36140.1 | 8920.6242 | 27219.4758 | 2024-12-01 | BH Colorado Electric Oper Co | Regulated Electric (122) | WPC Sub 30695 Burnt Mill Sub | WPC Sub 30695 Burnt Mill Sub | 135300 | FIBER OPTIC PATCH PANEL: 8191015300 | 11845622 | FIBER OPTIC PATCH PANEL | 2012-10-11 | 2013-01-01 | 10044362
1 | 80434.36 | 29383.8847 | 51050.4753 | 2024-12-01 | BH Colorado Electric Oper Co | Regulated Electric (122) | WPC Sub 30695 Burnt Mill Sub | WPC Sub 30695 Burnt Mill Sub | 135300 | Grounding Systems, Station: 3920000000 | 10569533 | GROUNDING SYSTEMS, STATION | 2006-12-14 | 2006-01-01 | 10020263
2 | 26252.39 | 9590.394 | 16661.996 | 2024-12-01 | BH Colorado Electric Oper Co | Regulated Electric (122) | WPC Sub 30695 Burnt Mill Sub | WPC Sub 30695 Burnt Mill Sub | 135300 | Lightning Mast: 7849000000 | 10569540 | LIGHTNING MAST | 2006-12-14 | 2006-01-01 | 10020263
2 | 9386.78 | 3429.1323 | 5957.6477 | 2024-12-01 | BH Colorado Electric Oper Co | Regulated Electric (122) | WPC Sub 30695 Burnt Mill Sub | WPC Sub 30695 Burnt Mill Sub | 135300 | Line Tuner: 1129000000 | 10569547 | LINE TUNER | 2006-12-14 | 2006-01-01 | 10020263
1 | 81285.84 | 29694.9431 | 51590.8969 | 2024-12-01 | BH Colorado Electric Oper Co | Regulated Electric (122) | WPC Sub 30695 Burnt Mill Sub | WPC Sub 30695 Burnt Mill Sub | 135300 | Other Interruptive Dev 115-161 Kv: 6219115000 | 10569491 | Circuit Switcher | 2006-12-14 | 2006-01-01 | 10020263
2 | 69994.61 | 13130.585 | 56864.025 | 2024-12-01 | BH Colorado Electric Oper Co | Regulated Electric (122) | WPC Sub 30695 Burnt Mill Sub | WPC Sub 30695 Burnt Mill Sub | 135300 | Pnls,Instr,Gauge,Relay&Control-Othr: 5959800000 | 13776651 | RELAY: SEL 311L 421 | 2015-04-30 | 2015-04-01 | 10049752
34 | 14560.76 | 5319.2652 | 9241.4948 | 2024-12-01 | BH Colorado Electric Oper Co | Regulated Electric (122) | WPC Sub 30695 Burnt Mill Sub | WPC Sub 30695 Burnt Mill Sub | 135300 | Post Insulators: 4272000000 | 10569554 | POST INSULATORS - 115KV | 2006-12-14 | 2006-01-01 | 10020263
5 | 43620.61 | 15935.2666 | 27685.3434 | 2024-12-01 | BH Colorado Electric Oper Co | Regulated Electric (122) | WPC Sub 30695 Burnt Mill Sub | WPC Sub 30695 Burnt Mill Sub | 135300 | Potential Device - Ccvt: 1126000000 | 10569567 | POTENTIAL DEVICE - CCVT | 2006-12-14 | 2006-01-01 | 10020263
54 | 12013.39 | 4388.6725 | 7624.7175 | 2024-12-01 | BH Colorado Electric Oper Co | Regulated Electric (122) | WPC Sub 30695 Burnt Mill Sub | WPC Sub 30695 Burnt Mill Sub | 135300 | Potheads (Terminators): 6190000000 | 10569574 | POTHEADS (TERMINATORS) | 2006-12-14 | 2006-01-01 | 10020263
5750 | 28012.06 | 10233.2279 | 17778.8321 | 2024-12-01 | BH Colorado Electric Oper Co | Regulated Electric (122) | WPC Sub 30695 Burnt Mill Sub | WPC Sub 30695 Burnt Mill Sub | 135300 | Pvc Conduit: 1820100000 | 10569588 | PVC CONDUIT | 2006-12-14 | 2006-01-01 | 10020263
1 | 37055.43 | 13536.9074 | 23518.5226 | 2024-12-01 | BH Colorado Electric Oper Co | Regulated Electric (122) | WPC Sub 30695 Burnt Mill Sub | WPC Sub 30695 Burnt Mill Sub | 135300 | Pwr Trfrmr Nbr Xxxxxx Foundation: 9101XXXXXX | 10569630 | PWR TRFRMR NBR XXXXXX FOUNDATION | 2006-12-14 | 2006-12-01 | 10020263
1 | 3941.49 | 1439.8857 | 2501.6043 | 2024-12-01 | BH Colorado Electric Oper Co | Regulated Electric (122) | WPC Sub 30695 Burnt Mill Sub | WPC Sub 30695 Burnt Mill Sub | 135300 | Pwr Trfrmr Nbr Xxxxxx Installation: 9102XXXXXX | 10569637 | PWR TRFRMR NBR 08405 INSTALLATION | 2006-12-14 | 2006-12-01 | 10020263
1 | 955537.74 | 349072.3459 | 606465.3941 | 2024-12-01 | BH Colorado Electric Oper Co | Regulated Electric (122) | WPC Sub 30695 Burnt Mill Sub | WPC Sub 30695 Burnt Mill Sub | 135300 | Pwr Trfrmr Nbr Xxxxxxx: 9105XXXXXX | 10569512 | POWER TRANSFORMER 08405 | 2006-12-14 | 2006-12-01 | 10020263
0 | 10713.36 | 740.4394 | 9972.9206 | 2024-12-01 | BH Colorado Electric Oper Co | Regulated Electric (122) | WPC Sub 30695 Burnt Mill Sub | WPC Sub 30695 Burnt Mill Sub | 135300 | RELAY AND CONTROL: 5959810000 | 34237252 | NERC Test Switch | 2021-07-20 | 2021-07-01 | 10075412
1 | 16562.2 | 3761.0727 | 12801.1273 | 2024-12-01 | BH Colorado Electric Oper Co | Regulated Electric (122) | WPC Sub 30695 Burnt Mill Sub | WPC Sub 30695 Burnt Mill Sub | 135300 | Scada Equip - Server/Router: 8191190000 | 12301525 | Scada Equip - Server/Router | 2013-07-01 | 2013-01-01 | 10047856
0 | 10796.73 | 1172.6024 | 9624.1276 | 2024-12-01 | BH Colorado Electric Oper Co | Regulated Electric (122) | WPC Sub 30695 Burnt Mill Sub | WPC Sub 30695 Burnt Mill Sub | 135300 | SECURITY SYSTEM: 0630000027 | 33375831 | SECURITY SYSTEM | 2019-12-16 | 2019-12-01 | 10068546
457 | 20090.55 | 7339.3809 | 12751.1691 | 2024-12-01 | BH Colorado Electric Oper Co | Regulated Electric (122) | WPC Sub 30695 Burnt Mill Sub | WPC Sub 30695 Burnt Mill Sub | 135300 | Steel Conduit: 1820200000 | 10569609 | STEEL CONDUIT | 2006-12-14 | 2006-01-01 | 10020263
12 | 1893.11 | 691.5816 | 1201.5284 | 2024-12-01 | BH Colorado Electric Oper Co | Regulated Electric (122) | WPC Sub 30695 Burnt Mill Sub | WPC Sub 30695 Burnt Mill Sub | 135300 | Suspension Insulators: 4273000000 | 10569616 | SUSPENSION INSULATORS | 2006-12-14 | 2006-01-01 | 10020263
3 | 76173.92 | 27827.4817 | 48346.4383 | 2024-12-01 | BH Colorado Electric Oper Co | Regulated Electric (122) | WPC Sub 30695 Burnt Mill Sub | WPC Sub 30695 Burnt Mill Sub | 135300 | Switch Stand: 7847000000 | 10569623 | SWITCH STAND | 2006-12-14 | 2006-01-01 | 10020263
1 | 4761.79 | 1739.5537 | 3022.2363 | 2024-12-01 | BH Colorado Electric Oper Co | Regulated Electric (122) | WPC Sub 30695 Burnt Mill Sub | WPC Sub 30695 Burnt Mill Sub | 135300 | Telemeter Eq - Transmit/Receive: 8192060000 | 10569449 | TELEMETER EQ - TRANSMIT/RECEIVE | 2006-12-14 | 2006-01-01 | 10020263
2 | 30872.04 | 11278.0218 | 19594.0182 | 2024-12-01 | BH Colorado Electric Oper Co | Regulated Electric (122) | WPC Sub 30695 Burnt Mill Sub | WPC Sub 30695 Burnt Mill Sub | 135300 | Wave Trap: 1128000000 | 10569442 | WAVE TRAP | 2006-12-14 | 2006-01-01 | 10020263
0 | 0 | 0 | 0 | 2024-12-01 | BH Colorado Electric Oper Co | Regulated Electric (122) | WPC Sub 30698 Mobile Regulator | WPC Sub 30698 Mobile Regulator | 135300 | Relay - Miscellaneous: 5959900000 | 9761152 | MISCELLANEOUS RELAY | 1997-09-01 | 1998-01-01 | 23556036
0 | 0 | 0 | 0 | 2024-12-01 | BH Colorado Electric Oper Co | Regulated Electric (122) | WPC Sub 30698 Mobile Regulator | WPC Sub 30698 Mobile Regulator | 135300 | Relay - Miscellaneous: 5959900000 | 9969001 | MISCELLANEOUS RELAY | 1997-09-01 | 1998-01-01 | 23556036
0 | 0 | 0 | 0 | 2024-12-01 | BH Colorado Electric Oper Co | Regulated Electric (122) | WPC Sub 30698 Mobile Regulator | WPC Sub 30698 Mobile Regulator | 135300 | Relay - Transformer Differential: 5952400000 | 9969002 | TRANSFORMER DIFFERENTIAL RELAY | 1997-09-01 | 1998-01-01 | 23556036
0 | 0 | 0 | 0 | 2024-12-01 | BH Colorado Electric Oper Co | Regulated Electric (122) | WPC Sub 30698 Mobile Regulator | WPC Sub 30698 Mobile Regulator | 135300 | Relay - Transformer Differential: 5952400000 | 9761153 | TRANSFORMER DIFFERENTIAL RELAY | 1997-09-01 | 1998-01-01 | 23556036
0 | 0 | 0 | 0 | 2024-12-01 | BH Colorado Electric Oper Co | Regulated Electric (122) | WPC Sub 30700 Pueblo Reservoir | WPC Sub 30700 Pueblo Reservoir | 135300 | Estimated Additions: 0010000000 | 28413183 | Replace existing door and/or locking mechanisms for Pueblo Reservoir Substation to allow for compliance with NERC CIP Low Impact Standards. | 2019-12-16 | 2019-12-01 | 10068548
0 | 0 | 0 | 0 | 2024-12-01 | BH Colorado Electric Oper Co | Regulated Electric (122) | WPC Sub 30700 Pueblo Reservoir | WPC Sub 30700 Pueblo Reservoir | 135300 | Estimated Additions: 0010000000 | 29646519 | Replace existing door and/or locking mechanisms for Pueblo Reservoir Substation to allow for compliance with NERC CIP Low Impact Standards. | 2019-12-16 | 2020-07-01 | 10068548
0 | 0 | 0 | 0 | 2024-12-01 | BH Colorado Electric Oper Co | Regulated Electric (122) | WPC Sub 30700 Pueblo Reservoir | WPC Sub 30700 Pueblo Reservoir | 135300 | Estimated Additions: 0010000000 | 28830346 | Replace existing door and/or locking mechanisms for Pueblo Reservoir Substation to allow for compliance with NERC CIP Low Impact Standards. | 2019-12-16 | 2020-01-01 | 10068548
0 | 0 | 0 | 0 | 2024-12-01 | BH Colorado Electric Oper Co | Regulated Electric (122) | WPC Sub 40320 Lajunta | WPC Sub 40320 Lajunta | 135001 | Land: 4481XXXXXX | 9868946 | LAND - TRACT 19 | 1953-07-01 | 1953-07-01 | CPR Conversion
0 | 0 | 0 | 0 | 2024-12-01 | BH Colorado Electric Oper Co | Regulated Electric (122) | WPC Sub 40320 Lajunta | WPC Sub 40320 Lajunta | 135001 | Land: 4481XXXXXX | 9868944 | LAND - TRACT 21 : 27654 U.S. Highway 50 | 1959-07-01 | 1959-07-01 | CPR Conversion
0 | 0 | 0 | 0 | 2024-12-01 | BH Colorado Electric Oper Co | Regulated Electric (122) | WPC Sub 40320 Lajunta | WPC Sub 40320 Lajunta | 135001 | Land: 4481XXXXXX | 9868945 | LAND - TRACT 20 | 1955-07-01 | 1955-07-01 | CPR Conversion
0 | 0 | 0 | 0 | 2024-12-01 | BH Colorado Electric Oper Co | Regulated Electric (122) | WPC Sub 40320 Lajunta | WPC Sub 40320 Lajunta | 135200 | Building - Other: 0630000000 | 9974309 | BUILDINGS-OTHER #1 | 1973-07-01 | 1973-07-01 | CPR Conversion
0 | 0 | 0 | 0 | 2024-12-01 | BH Colorado Electric Oper Co | Regulated Electric (122) | WPC Sub 40320 Lajunta | WPC Sub 40320 Lajunta | 135200 | Building - Other: 0630000000 | 9974308 | BUILDINGS-OTHER #1 | 1975-07-01 | 1975-07-01 | CPR Conversion
0 | 0 | 0 | 0 | 2024-12-01 | BH Colorado Electric Oper Co | Regulated Electric (122) | WPC Sub 40320 Lajunta | WPC Sub 40320 Lajunta | 135200 | Building - Other: 0630000000 | 9974310 | HEATING EQUIPMENT-BUILDING #1 | 1959-07-01 | 1959-07-01 | CPR Conversion
0 | 0 | 0 | 0 | 2024-12-01 | BH Colorado Electric Oper Co | Regulated Electric (122) | WPC Sub 40320 Lajunta | WPC Sub 40320 Lajunta | 135200 | Building - Other: 0630000000 | 9974311 | CONTROL BUILDING STRUCTURE - # | 1959-07-01 | 1959-07-01 | CPR Conversion
0 | 0 | 0 | 0 | 2024-12-01 | BH Colorado Electric Oper Co | Regulated Electric (122) | WPC Sub 40320 Lajunta | WPC Sub 40320 Lajunta | 135200 | Fence: 3220000000 | 9861265 | FENCE | 1996-07-01 | 1996-07-01 | CPR Conversion
0 | 0 | 0 | 0 | 2024-12-01 | BH Colorado Electric Oper Co | Regulated Electric (122) | WPC Sub 40320 Lajunta | WPC Sub 40320 Lajunta | 135200 | Station Rock: 7702000000 | 9974307 | STATION ROCK | 1970-07-01 | 1970-07-01 | CPR Conversion
0 | 0 | 0 | 0 | 2024-12-01 | BH Colorado Electric Oper Co | Regulated Electric (122) | WPC Sub 40320 Lajunta | WPC Sub 40320 Lajunta | 135200 | Station Rock: 7702000000 | 9974306 | STRUCTURES-STATION ROCK | 1975-07-01 | 1975-07-01 | CPR Conversion
0 | 0 | 0 | 0 | 2024-12-01 | BH Colorado Electric Oper Co | Regulated Electric (122) | WPC Sub 40320 Lajunta | WPC Sub 40320 Lajunta | 135300 | Airbrk-Elec-1ph 0-15000v-<=600amp: 7981101506 | 9974343 | AIRBREAK-1PH-ELEC-0-15000V-<=600AMPS | 1970-07-01 | 1970-07-01 | CPR Conversion
0 | 0 | 0 | 0 | 2024-12-01 | BH Colorado Electric Oper Co | Regulated Electric (122) | WPC Sub 40320 Lajunta | WPC Sub 40320 Lajunta | 135300 | Airbrk-Elec-1ph 0-15000v-<=600amp: 7981101506 | 9822111 | AIRBREAK-1PH-ELEC-0-15000V-<=600AMPS | 1970-07-01 | 1970-07-01 | WCDXFER
0 | 0 | 0 | 0 | 2024-12-01 | BH Colorado Electric Oper Co | Regulated Electric (122) | WPC Sub 40320 Lajunta | WPC Sub 40320 Lajunta | 135300 | Arrester - 69,001-146,000 Volts: 0211460000 | 9821875 | ARRESTER - 69,001-146,000 VOLTS | 1959-07-01 | 1959-07-01 | WCDXFER
0 | 0 | 0 | 0 | 2024-12-01 | BH Colorado Electric Oper Co | Regulated Electric (122) | WPC Sub 40320 Lajunta | WPC Sub 40320 Lajunta | 135300 | Arrester - 69,001-146,000 Volts: 0211460000 | 9974305 | ARRESTER - 69,001-146,000 VOLTS | 1959-07-01 | 1959-07-01 | CPR Conversion
0 | 0 | 0 | 0 | 2024-12-01 | BH Colorado Electric Oper Co | Regulated Electric (122) | WPC Sub 40320 Lajunta | WPC Sub 40320 Lajunta | 135300 | Batteries, Storage: 0350000000 | 9821900 | BATTERIES, STORAGE | 1996-07-01 | 1996-07-01 | WCDXFER
0 | 0 | 0 | 0 | 2024-12-01 | BH Colorado Electric Oper Co | Regulated Electric (122) | WPC Sub 40320 Lajunta | WPC Sub 40320 Lajunta | 135300 | Batteries, Storage: 0350000000 | 9749214 | BATTERIES, STORAGE | 2005-12-09 | 2006-01-01 | 10022521
0 | 0 | 0 | 0 | 2024-12-01 | BH Colorado Electric Oper Co | Regulated Electric (122) | WPC Sub 40320 Lajunta | WPC Sub 40320 Lajunta | 135300 | Batteries, Storage: 0350000000 | 9861266 | BATTERIES, STORAGE | 1996-07-01 | 1996-07-01 | CPR Conversion
0 | 0 | 0 | 0 | 2024-12-01 | BH Colorado Electric Oper Co | Regulated Electric (122) | WPC Sub 40320 Lajunta | WPC Sub 40320 Lajunta | 135300 | Batteries, Storage: 0350000000 | 9974304 | BATTERIES, STORAGE | 1989-07-01 | 1989-07-01 | CPR Conversion
0 | 0 | 0 | 0 | 2024-12-01 | BH Colorado Electric Oper Co | Regulated Electric (122) | WPC Sub 40320 Lajunta | WPC Sub 40320 Lajunta | 135300 | Batteries, Storage: 0350000000 | 9821899 | BATTERIES, STORAGE | 1989-07-01 | 1989-07-01 | WCDXFER
0 | 0 | 0 | 0 | 2024-12-01 | BH Colorado Electric Oper Co | Regulated Electric (122) | WPC Sub 40320 Lajunta | WPC Sub 40320 Lajunta | 135300 | Batteries, Storage: 0350000000 | 10564671 | BATTERIES, STORAGE | 1996-07-01 | 1996-07-01 | WCDXFER
0 | 0 | 0 | 0 | 2024-12-01 | BH Colorado Electric Oper Co | Regulated Electric (122) | WPC Sub 40320 Lajunta | WPC Sub 40320 Lajunta | 135300 | Battery Charger: 0300000000 | 9688277 | BATTERY CHARGER | 2005-12-13 | 2006-01-01 | 10022656
0 | 0 | 0 | 0 | 2024-12-01 | BH Colorado Electric Oper Co | Regulated Electric (122) | WPC Sub 40320 Lajunta | WPC Sub 40320 Lajunta | 135300 | Battery Charger: 0300000000 | 9974303 | BATTERY CHARGER | 1989-07-01 | 1989-07-01 | CPR Conversion
0 | 0 | 0 | 0 | 2024-12-01 | BH Colorado Electric Oper Co | Regulated Electric (122) | WPC Sub 40320 Lajunta | WPC Sub 40320 Lajunta | 135300 | Battery Charger: 0300000000 | 9821871 | BATTERY CHARGER | 1989-07-01 | 1989-07-01 | WCDXFER
0 | 0 | 0 | 0 | 2024-12-01 | BH Colorado Electric Oper Co | Regulated Electric (122) | WPC Sub 40320 Lajunta | WPC Sub 40320 Lajunta | 135300 | Breaker, Oil - 161 Kv: 6213161000 | 9822078 | OIL - 161 KV | 1959-07-01 | 1959-07-01 | WCDXFER
0 | 0 | 0 | 0 | 2024-12-01 | BH Colorado Electric Oper Co | Regulated Electric (122) | WPC Sub 40320 Lajunta | WPC Sub 40320 Lajunta | 135300 | Breaker, Oil - 161 Kv: 6213161000 | 9724146 | OIL - 161 KV | 1959-07-01 | 1959-07-01 | CPR Conversion
0 | 0 | 0 | 0 | 2024-12-01 | BH Colorado Electric Oper Co | Regulated Electric (122) | WPC Sub 40320 Lajunta | WPC Sub 40320 Lajunta | 135300 | Breaker, Oil - 69 Kv: 6213069000 | 9974376 | OIL - 69 KV | 1959-07-01 | 1959-07-01 | CPR Conversion
0 | 0 | 0 | 0 | 2024-12-01 | BH Colorado Electric Oper Co | Regulated Electric (122) | WPC Sub 40320 Lajunta | WPC Sub 40320 Lajunta | 135300 | Breaker, Oil - 69 Kv: 6213069000 | 9822083 | OIL - 69 KV | 1959-07-01 | 1959-07-01 | WCDXFER
0 | 0 | 0 | 0 | 2024-12-01 | BH Colorado Electric Oper Co | Regulated Electric (122) | WPC Sub 40320 Lajunta | WPC Sub 40320 Lajunta | 135300 | Combo-Elec-45-69kv- <= 600amps: 7984106906 | 9822138 | COMBO-ELEC-45-69KV- <= 600AMPS | 1959-07-01 | 1959-07-01 | WCDXFER
0 | 0 | 0 | 0 | 2024-12-01 | BH Colorado Electric Oper Co | Regulated Electric (122) | WPC Sub 40320 Lajunta | WPC Sub 40320 Lajunta | 135300 | Combo-Elec-45-69kv- <= 600amps: 7984106906 | 9974342 | COMBO-ELEC-45-69KV- <= 600AMPS | 1959-07-01 | 1959-07-01 | CPR Conversion
0 | 0 | 0 | 0 | 2024-12-01 | BH Colorado Electric Oper Co | Regulated Electric (122) | WPC Sub 40320 Lajunta | WPC Sub 40320 Lajunta | 135300 | Combo-Elec-69-170kv- <= 600amps: 7984117006 | 9974341 | COMBO-ELEC-69-170KV- <= 600AMPS | 1959-07-01 | 1959-07-01 | CPR Conversion
0 | 0 | 0 | 0 | 2024-12-01 | BH Colorado Electric Oper Co | Regulated Electric (122) | WPC Sub 40320 Lajunta | WPC Sub 40320 Lajunta | 135300 | Combo-Elec-69-170kv- <= 600amps: 7984117006 | 9822128 | SWITCH,COMBO,ELEC,69001-170K, | 1970-07-01 | 1970-07-01 | WCDXFER
0 | 0 | 0 | 0 | 2024-12-01 | BH Colorado Electric Oper Co | Regulated Electric (122) | WPC Sub 40320 Lajunta | WPC Sub 40320 Lajunta | 135300 | Combo-Elec-69-170kv- <= 600amps: 7984117006 | 9822129 | COMBO-ELEC-69-170KV- <= 600AMPS | 1959-07-01 | 1959-07-01 | WCDXFER
0 | 0 | 0 | 0 | 2024-12-01 | BH Colorado Electric Oper Co | Regulated Electric (122) | WPC Sub 40320 Lajunta | WPC Sub 40320 Lajunta | 135300 | Combo-Elec-69-170kv- <= 600amps: 7984117006 | 9974340 | SWITCH,COMBO,ELEC,69001-170K, | 1970-07-01 | 1970-07-01 | CPR Conversion
0 | 0 | 0 | 0 | 2024-12-01 | BH Colorado Electric Oper Co | Regulated Electric (122) | WPC Sub 40320 Lajunta | WPC Sub 40320 Lajunta | 135300 | Cond. Control Cable, Other: 0772000000 | 9711185 | COND. CONTROL CABLE, OTHER | 2005-12-13 | 2006-01-01 | 10022656
0 | 0 | 0 | 0 | 2024-12-01 | BH Colorado Electric Oper Co | Regulated Electric (122) | WPC Sub 40320 Lajunta | WPC Sub 40320 Lajunta | 135300 | Cond. Pwr Cable, Al, 251MCM-795MCM: 0773000795 | 9821906 | COND. PWR CABLE, AL, 251MCM-795MCM | 1970-07-01 | 1970-07-01 | WCDXFER
0 | 0 | 0 | 0 | 2024-12-01 | BH Colorado Electric Oper Co | Regulated Electric (122) | WPC Sub 40320 Lajunta | WPC Sub 40320 Lajunta | 135300 | Cond. Pwr Cable, Al, 251MCM-795MCM: 0773000795 | 9706633 | COND. PWR CABLE, AL, 251MCM-795MCM | 1970-07-01 | 1970-07-01 | CPR Conversion
0 | 0 | 0 | 0 | 2024-12-01 | BH Colorado Electric Oper Co | Regulated Electric (122) | WPC Sub 40320 Lajunta | WPC Sub 40320 Lajunta | 135300 | Cond. Pwr Cable, Al, Other: 0773000000 | 9821915 | COND. PWR CABLE, AL, OTHER | 1970-07-01 | 1970-07-01 | WCDXFER
0 | 0 | 0 | 0 | 2024-12-01 | BH Colorado Electric Oper Co | Regulated Electric (122) | WPC Sub 40320 Lajunta | WPC Sub 40320 Lajunta | 135300 | Cond. Pwr Cable, Al, Other: 0773000000 | 9974354 | COND. PWR CABLE, AL, OTHER | 1982-07-01 | 1982-07-01 | CPR Conversion
0 | 0 | 0 | 0 | 2024-12-01 | BH Colorado Electric Oper Co | Regulated Electric (122) | WPC Sub 40320 Lajunta | WPC Sub 40320 Lajunta | 135300 | Cond. Pwr Cable, Al, Other: 0773000000 | 9821916 | COND. PWR CABLE, AL, OTHER | 1982-07-01 | 1982-07-01 | WCDXFER
0 | 0 | 0 | 0 | 2024-12-01 | BH Colorado Electric Oper Co | Regulated Electric (122) | WPC Sub 40320 Lajunta | WPC Sub 40320 Lajunta | 135300 | Cond. Pwr Cable, Al, Other: 0773000000 | 9974357 | COND. PWR CABLE, AL, OTHER | 1970-07-01 | 1970-07-01 | CPR Conversion
0 | 0 | 0 | 0 | 2024-12-01 | BH Colorado Electric Oper Co | Regulated Electric (122) | WPC Sub 40320 Lajunta | WPC Sub 40320 Lajunta | 135300 | Conduit, Not Encsd Pvc 3"-4": 1822104000 | 9974375 | CONDUIT-NOT ENCD, PVC-3"-4" | 1969-07-01 | 1969-07-01 | CPR Conversion
0 | 0 | 0 | 0 | 2024-12-01 | BH Colorado Electric Oper Co | Regulated Electric (122) | WPC Sub 40320 Lajunta | WPC Sub 40320 Lajunta | 135300 | Conduit, Not Encsd Pvc 3"-4": 1822104000 | 9821960 | CONDUIT-NOT ENCD, PVC-3"-4" | 1969-07-01 | 1969-07-01 | WCDXFER
0 | 0 | 0 | 0 | 2024-12-01 | BH Colorado Electric Oper Co | Regulated Electric (122) | WPC Sub 40320 Lajunta | WPC Sub 40320 Lajunta | 135300 | Conduit, Not Encsd Steel >4"-6": 1822206000 | 9821985 | CONDUIT, NOT ENCD-STL->4"-6" | 1959-07-01 | 1959-07-01 | WCDXFER
0 | 0 | 0 | 0 | 2024-12-01 | BH Colorado Electric Oper Co | Regulated Electric (122) | WPC Sub 40320 Lajunta | WPC Sub 40320 Lajunta | 135300 | Conduit, Not Encsd Steel >4"-6": 1822206000 | 9974372 | CONDUIT, NOT ENCD-STL->4"-6" | 1959-07-01 | 1959-07-01 | CPR Conversion
0 | 0 | 0 | 0 | 2024-12-01 | BH Colorado Electric Oper Co | Regulated Electric (122) | WPC Sub 40320 Lajunta | WPC Sub 40320 Lajunta | 135300 | Conduit, Not Encsd Steel 3"-4": 1822204000 | 9821988 | CONDUIT-NOT ENCD, STL-3"-4" | 1969-07-01 | 1969-07-01 | WCDXFER
0 | 0 | 0 | 0 | 2024-12-01 | BH Colorado Electric Oper Co | Regulated Electric (122) | WPC Sub 40320 Lajunta | WPC Sub 40320 Lajunta | 135300 | Conduit, Not Encsd Steel 3"-4": 1822204000 | 9974374 | CONDUIT-NOT ENCD, STL-3"-4" | 1969-07-01 | 1969-07-01 | CPR Conversion
0 | 0 | 0 | 0 | 2024-12-01 | BH Colorado Electric Oper Co | Regulated Electric (122) | WPC Sub 40320 Lajunta | WPC Sub 40320 Lajunta | 135300 | Conduit, Not Encsd Steel 3"-4": 1822204000 | 9821987 | CONDUIT-NOT ENCD, STL-3"-4" | 1959-07-01 | 1959-07-01 | WCDXFER
0 | 0 | 0 | 0 | 2024-12-01 | BH Colorado Electric Oper Co | Regulated Electric (122) | WPC Sub 40320 Lajunta | WPC Sub 40320 Lajunta | 135300 | Conduit, Not Encsd Steel 3"-4": 1822204000 | 9974373 | CONDUIT-NOT ENCD, STL-3"-4" | 1959-07-01 | 1959-07-01 | CPR Conversion
0 | 0 | 0 | 0 | 2024-12-01 | BH Colorado Electric Oper Co | Regulated Electric (122) | WPC Sub 40320 Lajunta | WPC Sub 40320 Lajunta | 135300 | Coupling Capacitor- 69kv: 1125069000 | 9974378 | CARR CURR EQ-COUPLING CAPACITOR 69KV | 1953-07-01 | 1953-07-01 | CPR Conversion
0 | 0 | 0 | 0 | 2024-12-01 | BH Colorado Electric Oper Co | Regulated Electric (122) | WPC Sub 40320 Lajunta | WPC Sub 40320 Lajunta | 135300 | Coupling Capacitor- 69kv: 1125069000 | 9821924 | CARR CURR EQ-COUPLING CAPACITOR 69KV | 1953-07-01 | 1953-07-01 | WCDXFER
0 | 0 | 0 | 0 | 2024-12-01 | BH Colorado Electric Oper Co | Regulated Electric (122) | WPC Sub 40320 Lajunta | WPC Sub 40320 Lajunta | 135300 | Coupling Capacitor- 69kv: 1125069000 | 9728056 | CARR CURR EQ-CPLNG CAP-69KV | 1961-07-01 | 1961-07-01 | CPR Conversion
0 | 0 | 0 | 0 | 2024-12-01 | BH Colorado Electric Oper Co | Regulated Electric (122) | WPC Sub 40320 Lajunta | WPC Sub 40320 Lajunta | 135300 | Coupling Capacitor- 69kv: 1125069000 | 9821959 | CARR CURR EQ-CPLNG CAP-69KV | 1961-07-01 | 1961-07-01 | WCDXFER
0 | 0 | 0 | 0 | 2024-12-01 | BH Colorado Electric Oper Co | Regulated Electric (122) | WPC Sub 40320 Lajunta | WPC Sub 40320 Lajunta | 135300 | Coupling Capacitor Pt-161kv: 1127161000 | 9821950 | CARR CURR EQ-CPLNG CAP PT-161KV | 1959-07-01 | 1959-07-01 | WCDXFER
0 | 0 | 0 | 0 | 2024-12-01 | BH Colorado Electric Oper Co | Regulated Electric (122) | WPC Sub 40320 Lajunta | WPC Sub 40320 Lajunta | 135300 | Coupling Capacitor Pt-161kv: 1127161000 | 9974293 | CARR CURR EQ-CPLNG CAP PT-161KV | 1959-07-01 | 1959-07-01 | CPR Conversion
0 | 0 | 0 | 0 | 2024-12-01 | BH Colorado Electric Oper Co | Regulated Electric (122) | WPC Sub 40320 Lajunta | WPC Sub 40320 Lajunta | 135300 | Ctrl Cub-Cubicle-Auxilliary: 1961100000 | 9974365 | CTRL CUB-CUBICLE-AUXILLIARY | 1967-07-01 | 1967-07-01 | CPR Conversion
0 | 0 | 0 | 0 | 2024-12-01 | BH Colorado Electric Oper Co | Regulated Electric (122) | WPC Sub 40320 Lajunta | WPC Sub 40320 Lajunta | 135300 | Ctrl Cub-Cubicle-Auxilliary: 1961100000 | 9821983 | CTRL CUB-CUBICLE-AUXILLIARY | 1967-07-01 | 1967-07-01 | WCDXFER
0 | 0 | 0 | 0 | 2024-12-01 | BH Colorado Electric Oper Co | Regulated Electric (122) | WPC Sub 40320 Lajunta | WPC Sub 40320 Lajunta | 135300 | Ctrl Cub-Relay-Main/Tie-Breaker: 1962410000 | 9974367 | CTRL CUB-RELAY-MAIN/TIE-BREAKER | 1994-07-01 | 1994-07-01 | CPR Conversion
0 | 0 | 0 | 0 | 2024-12-01 | BH Colorado Electric Oper Co | Regulated Electric (122) | WPC Sub 40320 Lajunta | WPC Sub 40320 Lajunta | 135300 | Ctrl Cub-Relay-Main/Tie-Breaker: 1962410000 | 9821982 | CTRL CUB-RELAY-MAIN/TIE-BREAKER | 1994-07-01 | 1994-07-01 | WCDXFER
0 | 0 | 0 | 0 | 2024-12-01 | BH Colorado Electric Oper Co | Regulated Electric (122) | WPC Sub 40320 Lajunta | WPC Sub 40320 Lajunta | 135300 | Estimated Additions: 0010000000 | 9748843 | Repl Battery Charger-LaJunta | 2005-12-13 | 2006-10-01 | 10022656
0 | 0 | 0 | 0 | 2024-12-01 | BH Colorado Electric Oper Co | Regulated Electric (122) | WPC Sub 40320 Lajunta | WPC Sub 40320 Lajunta | 135300 | Estimated Additions: 0010000000 | 12422983 | REPLACE SELECT BUSHINGS ON 69KV BREAKERS | 2014-02-12 | 2014-04-01 | 10048797
0 | 0 | 0 | 0 | 2024-12-01 | BH Colorado Electric Oper Co | Regulated Electric (122) | WPC Sub 40320 Lajunta | WPC Sub 40320 Lajunta | 135300 | Estimated Additions: 0010000000 | 12317841 | REPLACE SELECT BUSHINGS ON 69KV BREAKERS | 2014-02-12 | 2014-02-01 | 10048797
0 | 0 | 0 | 0 | 2024-12-01 | BH Colorado Electric Oper Co | Regulated Electric (122) | WPC Sub 40320 Lajunta | WPC Sub 40320 Lajunta | 135300 | Estimated Additions: 0010000000 | 9754573 | Repl Battery Syst-LaJunta Sub | 2005-12-09 | 2006-02-01 | 10022521
0 | 0 | 0 | 0 | 2024-12-01 | BH Colorado Electric Oper Co | Regulated Electric (122) | WPC Sub 40320 Lajunta | WPC Sub 40320 Lajunta | 135300 | Estimated Additions: 0010000000 | 9760356 | Inv-LaJunta 115KV Line Relays | 1999-11-30 | 1999-12-01 | 10005475
0 | 0 | 0 | 0 | 2024-12-01 | BH Colorado Electric Oper Co | Regulated Electric (122) | WPC Sub 40320 Lajunta | WPC Sub 40320 Lajunta | 135300 | Fence: 3220000000 | 9974364 | FENCE | 1959-07-01 | 1959-07-01 | CPR Conversion
0 | 0 | 0 | 0 | 2024-12-01 | BH Colorado Electric Oper Co | Regulated Electric (122) | WPC Sub 40320 Lajunta | WPC Sub 40320 Lajunta | 135300 | Fence: 3220000000 | 9822013 | FENCES, CHAIN LINK | 1993-07-01 | 1993-07-01 | WCDXFER
0 | 0 | 0 | 0 | 2024-12-01 | BH Colorado Electric Oper Co | Regulated Electric (122) | WPC Sub 40320 Lajunta | WPC Sub 40320 Lajunta | 135300 | Fence: 3220000000 | 9822012 | FENCES, CHAIN LINK | 1970-07-01 | 1970-07-01 | WCDXFER
0 | 0 | 0 | 0 | 2024-12-01 | BH Colorado Electric Oper Co | Regulated Electric (122) | WPC Sub 40320 Lajunta | WPC Sub 40320 Lajunta | 135300 | Fence: 3220000000 | 9974363 | FENCES, CHAIN LINK | 1970-07-01 | 1970-07-01 | CPR Conversion
0 | 0 | 0 | 0 | 2024-12-01 | BH Colorado Electric Oper Co | Regulated Electric (122) | WPC Sub 40320 Lajunta | WPC Sub 40320 Lajunta | 135300 | Fence: 3220000000 | 9821978 | FENCE | 1959-07-01 | 1959-07-01 | WCDXFER
0 | 0 | 0 | 0 | 2024-12-01 | BH Colorado Electric Oper Co | Regulated Electric (122) | WPC Sub 40320 Lajunta | WPC Sub 40320 Lajunta | 135300 | Fence: 3220000000 | 9974362 | FENCES, CHAIN LINK | 1993-07-01 | 1993-07-01 | CPR Conversion
0 | 0 | 0 | 0 | 2024-12-01 | BH Colorado Electric Oper Co | Regulated Electric (122) | WPC Sub 40320 Lajunta | WPC Sub 40320 Lajunta | 135300 | Foundation: 6210000000 | 9822058 | FOUNDATION | 1959-07-01 | 1959-07-01 | WCDXFER
0 | 0 | 0 | 0 | 2024-12-01 | BH Colorado Electric Oper Co | Regulated Electric (122) | WPC Sub 40320 Lajunta | WPC Sub 40320 Lajunta | 135300 | Foundation: 6210000000 | 9974361 | FOUNDATION | 1959-07-01 | 1959-07-01 | CPR Conversion
0 | 0 | 0 | 0 | 2024-12-01 | BH Colorado Electric Oper Co | Regulated Electric (122) | WPC Sub 40320 Lajunta | WPC Sub 40320 Lajunta | 135300 | Grounding Systems, Station: 3920000000 | 9821999 | GROUNDING SYSTEMS, STATION | 1969-07-01 | 1969-07-01 | WCDXFER
0 | 0 | 0 | 0 | 2024-12-01 | BH Colorado Electric Oper Co | Regulated Electric (122) | WPC Sub 40320 Lajunta | WPC Sub 40320 Lajunta | 135300 | Grounding Systems, Station: 3920000000 | 9974359 | GROUNDING SYSTEMS, STATION | 1969-07-01 | 1969-07-01 | CPR Conversion
0 | 0 | 0 | 0 | 2024-12-01 | BH Colorado Electric Oper Co | Regulated Electric (122) | WPC Sub 40320 Lajunta | WPC Sub 40320 Lajunta | 135300 | Grounding Systems, Station: 3920000000 | 9974358 | STATION GROUNDING SYSTEMS | 1970-07-01 | 1970-07-01 | CPR Conversion
0 | 0 | 0 | 0 | 2024-12-01 | BH Colorado Electric Oper Co | Regulated Electric (122) | WPC Sub 40320 Lajunta | WPC Sub 40320 Lajunta | 135300 | Grounding Systems, Station: 3920000000 | 9821998 | STATION GROUNDING SYSTEMS | 1970-07-01 | 1970-07-01 | WCDXFER
0 | 0 | 0 | 0 | 2024-12-01 | BH Colorado Electric Oper Co | Regulated Electric (122) | WPC Sub 40320 Lajunta | WPC Sub 40320 Lajunta | 135300 | Line Tuner: 1129000000 | 9974295 | LINE TUNER | 1972-07-01 | 1972-07-01 | CPR Conversion
0 | 0 | 0 | 0 | 2024-12-01 | BH Colorado Electric Oper Co | Regulated Electric (122) | WPC Sub 40320 Lajunta | WPC Sub 40320 Lajunta | 135300 | Line Tuner: 1129000000 | 9974296 | CARR CURR EQ-LINE TUNER | 1961-07-01 | 1961-07-01 | CPR Conversion
0 | 0 | 0 | 0 | 2024-12-01 | BH Colorado Electric Oper Co | Regulated Electric (122) | WPC Sub 40320 Lajunta | WPC Sub 40320 Lajunta | 135300 | Line Tuner: 1129000000 | 9821968 | LINE TUNER | 1972-07-01 | 1972-07-01 | WCDXFER
0 | 0 | 0 | 0 | 2024-12-01 | BH Colorado Electric Oper Co | Regulated Electric (122) | WPC Sub 40320 Lajunta | WPC Sub 40320 Lajunta | 135300 | Line Tuner: 1129000000 | 9821969 | LINE TUNER | 1973-07-01 | 1973-07-01 | WCDXFER
0 | 0 | 0 | 0 | 2024-12-01 | BH Colorado Electric Oper Co | Regulated Electric (122) | WPC Sub 40320 Lajunta | WPC Sub 40320 Lajunta | 135300 | Line Tuner: 1129000000 | 9821970 | CARR CURR EQ-LINE TUNER | 1961-07-01 | 1961-07-01 | WCDXFER
0 | 0 | 0 | 0 | 2024-12-01 | BH Colorado Electric Oper Co | Regulated Electric (122) | WPC Sub 40320 Lajunta | WPC Sub 40320 Lajunta | 135300 | Line Tuner: 1129000000 | 9974294 | LINE TUNER | 1973-07-01 | 1973-07-01 | CPR Conversion
0 | 0 | 0 | 0 | 2024-12-01 | BH Colorado Electric Oper Co | Regulated Electric (122) | WPC Sub 40320 Lajunta | WPC Sub 40320 Lajunta | 135300 | Low Profile Str-Lightning Mast: 7841060000 | 9974352 | LOW PROFILE STR-LIGHTNING MAST | 1959-07-01 | 1959-07-01 | CPR Conversion
0 | 0 | 0 | 0 | 2024-12-01 | BH Colorado Electric Oper Co | Regulated Electric (122) | WPC Sub 40320 Lajunta | WPC Sub 40320 Lajunta | 135300 | Low Profile Str-Lightning Mast: 7841060000 | 9822086 | LOW PROFILE STR-LIGHTNING MAST | 1959-07-01 | 1959-07-01 | WCDXFER
0 | 0 | 0 | 0 | 2024-12-01 | BH Colorado Electric Oper Co | Regulated Electric (122) | WPC Sub 40320 Lajunta | WPC Sub 40320 Lajunta | 135300 | Low Profile Str-Lightning Mast: 7841060000 | 9822121 | STRUC/OUTDR-LOW-LIGHTNING MAST | 1970-07-01 | 1970-07-01 | WCDXFER
0 | 0 | 0 | 0 | 2024-12-01 | BH Colorado Electric Oper Co | Regulated Electric (122) | WPC Sub 40320 Lajunta | WPC Sub 40320 Lajunta | 135300 | Low Profile Str-Lightning Mast: 7841060000 | 9974351 | STRUC/OUTDR-LOW-LIGHTNING MAST | 1970-07-01 | 1970-07-01 | CPR Conversion
0 | 0 | 0 | 0 | 2024-12-01 | BH Colorado Electric Oper Co | Regulated Electric (122) | WPC Sub 40320 Lajunta | WPC Sub 40320 Lajunta | 135300 | Low Profile Struct-Bus Support-1ph: 7841010000 | 9974350 | LOW PROFILE STRUCT-BUS SUPPORT-1PH | 1982-07-01 | 1982-07-01 | CPR Conversion
0 | 0 | 0 | 0 | 2024-12-01 | BH Colorado Electric Oper Co | Regulated Electric (122) | WPC Sub 40320 Lajunta | WPC Sub 40320 Lajunta | 135300 | Low Profile Struct-Bus Support-1ph: 7841010000 | 9822091 | LOW PROFILE STRUCT-BUS SUPPORT-1PH | 1982-07-01 | 1982-07-01 | WCDXFER
0 | 0 | 0 | 0 | 2024-12-01 | BH Colorado Electric Oper Co | Regulated Electric (122) | WPC Sub 40320 Lajunta | WPC Sub 40320 Lajunta | 135300 | Low Profile Structure-Foundation: 7841000000 | 9822098 | LOW PROFILE STRUCTURE-FOUNDATION | 1970-07-01 | 1970-07-01 | WCDXFER
0 | 0 | 0 | 0 | 2024-12-01 | BH Colorado Electric Oper Co | Regulated Electric (122) | WPC Sub 40320 Lajunta | WPC Sub 40320 Lajunta | 135300 | Low Profile Structure-Foundation: 7841000000 | 9701178 | LOW PROFILE STRUCTURE-FOUNDATION | 1970-07-01 | 1970-07-01 | CPR Conversion
0 | 0 | 0 | 0 | 2024-12-01 | BH Colorado Electric Oper Co | Regulated Electric (122) | WPC Sub 40320 Lajunta | WPC Sub 40320 Lajunta | 135300 | Other Low Profile Structure: 7841990000 | 9822114 | OTHER LOW PROFILE STRUCTURE | 1961-07-01 | 1961-07-01 | WCDXFER
0 | 0 | 0 | 0 | 2024-12-01 | BH Colorado Electric Oper Co | Regulated Electric (122) | WPC Sub 40320 Lajunta | WPC Sub 40320 Lajunta | 135300 | Other Low Profile Structure: 7841990000 | 9974349 | OTHER LOW PROFILE STRUCTURE | 1961-07-01 | 1961-07-01 | CPR Conversion
0 | 0 | 0 | 0 | 2024-12-01 | BH Colorado Electric Oper Co | Regulated Electric (122) | WPC Sub 40320 Lajunta | WPC Sub 40320 Lajunta | 135300 | Panel - Line: 5950300000 | 9822023 | PANELS, LINE PANEL | 1970-07-01 | 1970-07-01 | WCDXFER
0 | 0 | 0 | 0 | 2024-12-01 | BH Colorado Electric Oper Co | Regulated Electric (122) | WPC Sub 40320 Lajunta | WPC Sub 40320 Lajunta | 135300 | Panel - Line: 5950300000 | 9974369 | PANELS, LINE PANEL | 1962-07-01 | 1962-07-01 | CPR Conversion
0 | 0 | 0 | 0 | 2024-12-01 | BH Colorado Electric Oper Co | Regulated Electric (122) | WPC Sub 40320 Lajunta | WPC Sub 40320 Lajunta | 135300 | Panel - Line: 5950300000 | 9724145 | PANELS, LINE PANEL | 1970-07-01 | 1970-07-01 | CPR Conversion
0 | 0 | 0 | 0 | 2024-12-01 | BH Colorado Electric Oper Co | Regulated Electric (122) | WPC Sub 40320 Lajunta | WPC Sub 40320 Lajunta | 135300 | Panel - Line: 5950300000 | 9822022 | LINE PANEL | 1959-07-01 | 1959-07-01 | WCDXFER
0 | 0 | 0 | 0 | 2024-12-01 | BH Colorado Electric Oper Co | Regulated Electric (122) | WPC Sub 40320 Lajunta | WPC Sub 40320 Lajunta | 135300 | Panel - Line: 5950300000 | 9822020 | PANELS, LINE PANEL | 1961-07-01 | 1961-07-01 | WCDXFER
0 | 0 | 0 | 0 | 2024-12-01 | BH Colorado Electric Oper Co | Regulated Electric (122) | WPC Sub 40320 Lajunta | WPC Sub 40320 Lajunta | 135300 | Panel - Line: 5950300000 | 9974370 | PANELS, LINE PANEL | 1961-07-01 | 1961-07-01 | CPR Conversion
0 | 0 | 0 | 0 | 2024-12-01 | BH Colorado Electric Oper Co | Regulated Electric (122) | WPC Sub 40320 Lajunta | WPC Sub 40320 Lajunta | 135300 | Panel - Line: 5950300000 | 9974371 | LINE PANEL | 1959-07-01 | 1959-07-01 | CPR Conversion
0 | 0 | 0 | 0 | 2024-12-01 | BH Colorado Electric Oper Co | Regulated Electric (122) | WPC Sub 40320 Lajunta | WPC Sub 40320 Lajunta | 135300 | Panel - Line: 5950300000 | 9822021 | PANELS, LINE PANEL | 1962-07-01 | 1962-07-01 | WCDXFER
0 | 0 | 0 | 0 | 2024-12-01 | BH Colorado Electric Oper Co | Regulated Electric (122) | WPC Sub 40320 Lajunta | WPC Sub 40320 Lajunta | 135300 | Panel - Other: 5950900000 | 9822041 | PANEL, INSTRUMENT, GAUGE-OTHE | 1973-07-01 | 1973-07-01 | WCDXFER
0 | 0 | 0 | 0 | 2024-12-01 | BH Colorado Electric Oper Co | Regulated Electric (122) | WPC Sub 40320 Lajunta | WPC Sub 40320 Lajunta | 135300 | Panel - Other: 5950900000 | 9822043 | OTHER PANELS | 1978-07-01 | 1978-07-01 | WCDXFER
0 | 0 | 0 | 0 | 2024-12-01 | BH Colorado Electric Oper Co | Regulated Electric (122) | WPC Sub 40320 Lajunta | WPC Sub 40320 Lajunta | 135300 | Panel - Other: 5950900000 | 9822044 | OTHER PANELS | 1994-07-01 | 1994-07-01 | WCDXFER
0 | 0 | 0 | 0 | 2024-12-01 | BH Colorado Electric Oper Co | Regulated Electric (122) | WPC Sub 40320 Lajunta | WPC Sub 40320 Lajunta | 135300 | Panel - Other: 5950900000 | 9974347 | PANEL, INSTRUMENT, GAUGE-OTHE | 1970-07-01 | 1970-07-01 | CPR Conversion
0 | 0 | 0 | 0 | 2024-12-01 | BH Colorado Electric Oper Co | Regulated Electric (122) | WPC Sub 40320 Lajunta | WPC Sub 40320 Lajunta | 135300 | Panel - Other: 5950900000 | 9822042 | OTHER PANELS | 1959-07-01 | 1959-07-01 | WCDXFER
0 | 0 | 0 | 0 | 2024-12-01 | BH Colorado Electric Oper Co | Regulated Electric (122) | WPC Sub 40320 Lajunta | WPC Sub 40320 Lajunta | 135300 | Panel - Other: 5950900000 | 9974368 | OTHER PANELS | 1994-07-01 | 1994-07-01 | CPR Conversion
0 | 0 | 0 | 0 | 2024-12-01 | BH Colorado Electric Oper Co | Regulated Electric (122) | WPC Sub 40320 Lajunta | WPC Sub 40320 Lajunta | 135300 | Panel - Other: 5950900000 | 9974346 | PANEL, INSTRUMENT, GAUGE-OTHE | 1973-07-01 | 1973-07-01 | CPR Conversion
0 | 0 | 0 | 0 | 2024-12-01 | BH Colorado Electric Oper Co | Regulated Electric (122) | WPC Sub 40320 Lajunta | WPC Sub 40320 Lajunta | 135300 | Panel - Other: 5950900000 | 9724143 | PANEL, INSTRUMENT, GAUGE-OTHE | 1969-07-01 | 1969-07-01 | CPR Conversion
0 | 0 | 0 | 0 | 2024-12-01 | BH Colorado Electric Oper Co | Regulated Electric (122) | WPC Sub 40320 Lajunta | WPC Sub 40320 Lajunta | 135300 | Panel - Other: 5950900000 | 9822039 | PANEL, INSTRUMENT, GAUGE-OTHE | 1969-07-01 | 1969-07-01 | WCDXFER
0 | 0 | 0 | 0 | 2024-12-01 | BH Colorado Electric Oper Co | Regulated Electric (122) | WPC Sub 40320 Lajunta | WPC Sub 40320 Lajunta | 135300 | Panel - Other: 5950900000 | 9822040 | PANEL, INSTRUMENT, GAUGE-OTHE | 1970-07-01 | 1970-07-01 | WCDXFER
0 | 0 | 0 | 0 | 2024-12-01 | BH Colorado Electric Oper Co | Regulated Electric (122) | WPC Sub 40320 Lajunta | WPC Sub 40320 Lajunta | 135300 | Panel - Other: 5950900000 | 9974348 | OTHER PANELS | 1959-07-01 | 1959-07-01 | CPR Conversion
0 | 0 | 0 | 0 | 2024-12-01 | BH Colorado Electric Oper Co | Regulated Electric (122) | WPC Sub 40320 Lajunta | WPC Sub 40320 Lajunta | 135300 | Panel - Other: 5950900000 | 9724140 | OTHER PANELS | 1978-07-01 | 1978-07-01 | CPR Conversion
0 | 0 | 0 | 0 | 2024-12-01 | BH Colorado Electric Oper Co | Regulated Electric (122) | WPC Sub 40320 Lajunta | WPC Sub 40320 Lajunta | 135300 | Pwr Trfrmr Nbr Xxxxxx Foundation: 9101XXXXXX | 9822180 | TRANSF, PWR, FOUNDATION-00000-TRANSF, PWR, FOUNDATION | 1959-07-01 | 1959-07-01 | WCDXFER
0 | 0 | 0 | 0 | 2024-12-01 | BH Colorado Electric Oper Co | Regulated Electric (122) | WPC Sub 40320 Lajunta | WPC Sub 40320 Lajunta | 135300 | Pwr Trfrmr Nbr Xxxxxx Foundation: 9101XXXXXX | 9822181 | TRANSF, PWR, FOUNDATION-00000-TRANSF, PWR, FOUNDATION | 1970-07-01 | 1970-07-01 | WCDXFER
0 | 0 | 0 | 0 | 2024-12-01 | BH Colorado Electric Oper Co | Regulated Electric (122) | WPC Sub 40320 Lajunta | WPC Sub 40320 Lajunta | 135300 | Pwr Trfrmr Nbr Xxxxxx Foundation: 9101XXXXXX | 9870189 | TRANSF, PWR, FOUNDATION | 1970-07-01 | 1970-07-01 | CPR Conversion
0 | 0 | 0 | 0 | 2024-12-01 | BH Colorado Electric Oper Co | Regulated Electric (122) | WPC Sub 40320 Lajunta | WPC Sub 40320 Lajunta | 135300 | Pwr Trfrmr Nbr Xxxxxx Foundation: 9101XXXXXX | 9870190 | TRANSF, PWR, FOUNDATION | 1959-07-01 | 1959-07-01 | CPR Conversion
0 | 0 | 0 | 0 | 2024-12-01 | BH Colorado Electric Oper Co | Regulated Electric (122) | WPC Sub 40320 Lajunta | WPC Sub 40320 Lajunta | 135300 | Pwr Trfrmr Nbr Xxxxxxx: 9105XXXXXX | 9822199 | TX.-POWER-08027-TX.-POWER | 1959-07-01 | 1959-07-01 | WCDXFER
0 | 0 | 0 | 0 | 2024-12-01 | BH Colorado Electric Oper Co | Regulated Electric (122) | WPC Sub 40320 Lajunta | WPC Sub 40320 Lajunta | 135300 | Pwr Trfrmr Nbr Xxxxxxx: 9105XXXXXX | 9870182 | TX.-POWER | 1969-07-01 | 1969-07-01 | CPR Conversion
0 | 0 | 0 | 0 | 2024-12-01 | BH Colorado Electric Oper Co | Regulated Electric (122) | WPC Sub 40320 Lajunta | WPC Sub 40320 Lajunta | 135300 | Pwr Trfrmr Nbr Xxxxxxx: 9105XXXXXX | 9718859 | TX.-POWER | 1981-07-01 | 1981-07-01 | CPR Conversion
0 | 0 | 0 | 0 | 2024-12-01 | BH Colorado Electric Oper Co | Regulated Electric (122) | WPC Sub 40320 Lajunta | WPC Sub 40320 Lajunta | 135300 | Pwr Trfrmr Nbr Xxxxxxx: 9105XXXXXX | 9870188 | TX.-POWER | 1959-07-01 | 1959-07-01 | CPR Conversion
0 | 0 | 0 | 0 | 2024-12-01 | BH Colorado Electric Oper Co | Regulated Electric (122) | WPC Sub 40320 Lajunta | WPC Sub 40320 Lajunta | 135300 | Pwr Trfrmr Nbr Xxxxxxx: 9105XXXXXX | 9689910 | TX.-POWER-08025-TX.-POWER | 1970-07-01 | 1970-07-01 | WCDXFER
0 | 0 | 0 | 0 | 2024-12-01 | BH Colorado Electric Oper Co | Regulated Electric (122) | WPC Sub 40320 Lajunta | WPC Sub 40320 Lajunta | 135300 | Pwr Trfrmr Nbr Xxxxxxx: 9105XXXXXX | 9822204 | TX.-POWER-08026-TX.-POWER | 1969-07-01 | 1969-07-01 | WCDXFER
0 | 0 | 0 | 0 | 2024-12-01 | BH Colorado Electric Oper Co | Regulated Electric (122) | WPC Sub 40320 Lajunta | WPC Sub 40320 Lajunta | 135300 | Pwr Trfrmr Nbr Xxxxxxx: 9105XXXXXX | 9822207 | TX.-POWER-00000-TX.-POWER | 1959-07-01 | 1959-07-01 | WCDXFER
0 | 0 | 0 | 0 | 2024-12-01 | BH Colorado Electric Oper Co | Regulated Electric (122) | WPC Sub 40320 Lajunta | WPC Sub 40320 Lajunta | 135300 | Pwr Trfrmr Nbr Xxxxxxx: 9105XXXXXX | 9822200 | TX.-POWER-08027-TX.-POWER | 1969-07-01 | 1969-07-01 | WCDXFER
0 | 0 | 0 | 0 | 2024-12-01 | BH Colorado Electric Oper Co | Regulated Electric (122) | WPC Sub 40320 Lajunta | WPC Sub 40320 Lajunta | 135300 | Pwr Trfrmr Nbr Xxxxxxx: 9105XXXXXX | 9822201 | TX.-POWER-08027-TX.-POWER | 1970-07-01 | 1970-07-01 | WCDXFER
0 | 0 | 0 | 0 | 2024-12-01 | BH Colorado Electric Oper Co | Regulated Electric (122) | WPC Sub 40320 Lajunta | WPC Sub 40320 Lajunta | 135300 | Pwr Trfrmr Nbr Xxxxxxx: 9105XXXXXX | 9822205 | TX.-POWER-08026-TX.-POWER | 1973-07-01 | 1973-07-01 | WCDXFER
0 | 0 | 0 | 0 | 2024-12-01 | BH Colorado Electric Oper Co | Regulated Electric (122) | WPC Sub 40320 Lajunta | WPC Sub 40320 Lajunta | 135300 | Pwr Trfrmr Nbr Xxxxxxx: 9105XXXXXX | 9870181 | TX.-POWER | 1970-07-01 | 1970-07-01 | CPR Conversion
0 | 0 | 0 | 0 | 2024-12-01 | BH Colorado Electric Oper Co | Regulated Electric (122) | WPC Sub 40320 Lajunta | WPC Sub 40320 Lajunta | 135300 | Pwr Trfrmr Nbr Xxxxxxx: 9105XXXXXX | 9870183 | TX.-POWER | 1959-07-01 | 1959-07-01 | CPR Conversion
0 | 0 | 0 | 0 | 2024-12-01 | BH Colorado Electric Oper Co | Regulated Electric (122) | WPC Sub 40320 Lajunta | WPC Sub 40320 Lajunta | 135300 | Pwr Trfrmr Nbr Xxxxxxx: 9105XXXXXX | 9870187 | TX.-POWER | 1959-07-01 | 1959-07-01 | CPR Conversion
0 | 0 | 0 | 0 | 2024-12-01 | BH Colorado Electric Oper Co | Regulated Electric (122) | WPC Sub 40320 Lajunta | WPC Sub 40320 Lajunta | 135300 | Pwr Trfrmr Nbr Xxxxxxx: 9105XXXXXX | 9822206 | TX.-POWER-08025-TX.-POWER | 1981-07-01 | 1981-07-01 | WCDXFER
0 | 0 | 0 | 0 | 2024-12-01 | BH Colorado Electric Oper Co | Regulated Electric (122) | WPC Sub 40320 Lajunta | WPC Sub 40320 Lajunta | 135300 | Pwr Trfrmr Nbr Xxxxxxx: 9105XXXXXX | 9704831 | TX.-POWER | 1969-07-01 | 1969-07-01 | CPR Conversion
0 | 0 | 0 | 0 | 2024-12-01 | BH Colorado Electric Oper Co | Regulated Electric (122) | WPC Sub 40320 Lajunta | WPC Sub 40320 Lajunta | 135300 | Pwr Trfrmr Nbr Xxxxxxx: 9105XXXXXX | 9870186 | TX.-POWER | 1970-07-01 | 1970-07-01 | CPR Conversion
0 | 0 | 0 | 0 | 2024-12-01 | BH Colorado Electric Oper Co | Regulated Electric (122) | WPC Sub 40320 Lajunta | WPC Sub 40320 Lajunta | 135300 | Pwr Trfrmr Nbr Xxxxxxx: 9105XXXXXX | 9822202 | TX.-POWER-08026-TX.-POWER | 1942-07-01 | 1942-07-01 | WCDXFER
0 | 0 | 0 | 0 | 2024-12-01 | BH Colorado Electric Oper Co | Regulated Electric (122) | WPC Sub 40320 Lajunta | WPC Sub 40320 Lajunta | 135300 | Pwr Trfrmr Nbr Xxxxxxx: 9105XXXXXX | 9822203 | TX.-POWER-08025-TX.-POWER | 1959-07-01 | 1959-07-01 | WCDXFER
0 | 0 | 0 | 0 | 2024-12-01 | BH Colorado Electric Oper Co | Regulated Electric (122) | WPC Sub 40320 Lajunta | WPC Sub 40320 Lajunta | 135300 | Pwr Trfrmr Nbr Xxxxxxx: 9105XXXXXX | 9870185 | TX.-POWER | 1942-07-01 | 1942-07-01 | CPR Conversion
0 | 0 | 0 | 0 | 2024-12-01 | BH Colorado Electric Oper Co | Regulated Electric (122) | WPC Sub 40320 Lajunta | WPC Sub 40320 Lajunta | 135300 | Pwr Trfrmr Nbr Xxxxxxx: 9105XXXXXX | 9870184 | TX.-POWER | 1973-07-01 | 1973-07-01 | CPR Conversion
0 | 0 | 0 | 0 | 2024-12-01 | BH Colorado Electric Oper Co | Regulated Electric (122) | WPC Sub 40320 Lajunta | WPC Sub 40320 Lajunta | 135300 | Rect Bus Bar, Copper, Under 3": 0771202000 | 9821895 | RECT BUS BAR, COPPER, UNDER 3" | 1970-07-01 | 1970-07-01 | WCDXFER
0 | 0 | 0 | 0 | 2024-12-01 | BH Colorado Electric Oper Co | Regulated Electric (122) | WPC Sub 40320 Lajunta | WPC Sub 40320 Lajunta | 135300 | Rect Bus Bar, Copper, Under 3": 0771202000 | 9974355 | RECT BUS BAR, COPPER, UNDER 3" | 1970-07-01 | 1970-07-01 | CPR Conversion
0 | 0 | 0 | 0 | 2024-12-01 | BH Colorado Electric Oper Co | Regulated Electric (122) | WPC Sub 40320 Lajunta | WPC Sub 40320 Lajunta | 135300 | Regulator, Feeder Voltage: 6721000000 | 9697423 | REGULATOR | 1970-07-01 | 1970-07-01 | CPR Conversion
0 | 0 | 0 | 0 | 2024-12-01 | BH Colorado Electric Oper Co | Regulated Electric (122) | WPC Sub 40320 Lajunta | WPC Sub 40320 Lajunta | 135300 | Regulator, Feeder Voltage: 6721000000 | 9724144 | REGULATOR, FEEDER VOLTAGE | 1959-07-01 | 1959-07-01 | CPR Conversion
0 | 0 | 0 | 0 | 2024-12-01 | BH Colorado Electric Oper Co | Regulated Electric (122) | WPC Sub 40320 Lajunta | WPC Sub 40320 Lajunta | 135300 | Regulator, Feeder Voltage: 6721000000 | 9822071 | REGULATOR, FEEDER VOLTAGE | 1959-07-01 | 1959-07-01 | WCDXFER
0 | 0 | 0 | 0 | 2024-12-01 | BH Colorado Electric Oper Co | Regulated Electric (122) | WPC Sub 40320 Lajunta | WPC Sub 40320 Lajunta | 135300 | Regulator, Feeder Voltage: 6721000000 | 9822072 | REGULATOR | 1970-07-01 | 1970-07-01 | WCDXFER
0 | 0 | 0 | 0 | 2024-12-01 | BH Colorado Electric Oper Co | Regulated Electric (122) | WPC Sub 40320 Lajunta | WPC Sub 40320 Lajunta | 135300 | Regulator, Foundation: 6720000000 | 9693316 | REGULATOR, FOUNDATION | 1959-07-01 | 1959-07-01 | CPR Conversion
0 | 0 | 0 | 0 | 2024-12-01 | BH Colorado Electric Oper Co | Regulated Electric (122) | WPC Sub 40320 Lajunta | WPC Sub 40320 Lajunta | 135300 | Regulator, Foundation: 6720000000 | 9822075 | REGULATOR, FOUNDATION | 1959-07-01 | 1959-07-01 | WCDXFER
0 | 0 | 0 | 0 | 2024-12-01 | BH Colorado Electric Oper Co | Regulated Electric (122) | WPC Sub 40320 Lajunta | WPC Sub 40320 Lajunta | 135300 | Regulator, Foundation: 6720000000 | 9822076 | REGULATOR, FOUNDATION | 1970-07-01 | 1970-07-01 | WCDXFER
0 | 0 | 0 | 0 | 2024-12-01 | BH Colorado Electric Oper Co | Regulated Electric (122) | WPC Sub 40320 Lajunta | WPC Sub 40320 Lajunta | 135300 | Regulator, Foundation: 6720000000 | 9974360 | REGULATOR, FOUNDATION | 1970-07-01 | 1970-07-01 | CPR Conversion
0 | 0 | 0 | 0 | 2024-12-01 | BH Colorado Electric Oper Co | Regulated Electric (122) | WPC Sub 40320 Lajunta | WPC Sub 40320 Lajunta | 135300 | Relay - Impedance: 5951600000 | 9806967 | IMPEDANCE RELAY | 1999-12-31 | 2001-01-01 | 23550102
0 | 0 | 0 | 0 | 2024-12-01 | BH Colorado Electric Oper Co | Regulated Electric (122) | WPC Sub 40320 Lajunta | WPC Sub 40320 Lajunta | 135300 | Relay - Impedance: 5951600000 | 9969007 | IMPEDANCE RELAY | 1999-11-30 | 1999-01-01 | 10005475
0 | 0 | 0 | 0 | 2024-12-01 | BH Colorado Electric Oper Co | Regulated Electric (122) | WPC Sub 40320 Lajunta | WPC Sub 40320 Lajunta | 135300 | Relay - Impedance: 5951600000 | 9761157 | IMPEDANCE RELAY | 1999-11-30 | 1999-01-01 | 10005475
0 | 0 | 0 | 0 | 2024-12-01 | BH Colorado Electric Oper Co | Regulated Electric (122) | WPC Sub 40320 Lajunta | WPC Sub 40320 Lajunta | 135300 | Relay - Impedance: 5951600000 | 9806554 | IMPEDANCE RELAY | 1901-12-31 | 2001-01-01 | 23550102
0 | 0 | 0 | 0 | 2024-12-01 | BH Colorado Electric Oper Co | Regulated Electric (122) | WPC Sub 40320 Lajunta | WPC Sub 40320 Lajunta | 135300 | Relay - Impedance: 5951600000 | 9718337 | IMPEDANCE RELAY | 1996-07-01 | 1996-07-01 | CPR Conversion
0 | 0 | 0 | 0 | 2024-12-01 | BH Colorado Electric Oper Co | Regulated Electric (122) | WPC Sub 40320 Lajunta | WPC Sub 40320 Lajunta | 135300 | Relay - Impedance: 5951600000 | 9822067 | IMPEDANCE RELAY | 1996-12-06 | 1996-07-01 | WCDXFER
0 | 0 | 0 | 0 | 2024-12-01 | BH Colorado Electric Oper Co | Regulated Electric (122) | WPC Sub 40320 Lajunta | WPC Sub 40320 Lajunta | 135300 | Relay - Impedance: 5951600000 | 10564678 | IMPEDANCE RELAY | 1996-12-06 | 1996-07-01 | WCDXFER
0 | 0 | 0 | 0 | 2024-12-01 | BH Colorado Electric Oper Co | Regulated Electric (122) | WPC Sub 40320 Lajunta | WPC Sub 40320 Lajunta | 135300 | Relay - Miscellaneous: 5959900000 | 9974353 | MISCELLANEOUS RELAY | 1973-07-01 | 1973-07-01 | CPR Conversion
0 | 0 | 0 | 0 | 2024-12-01 | BH Colorado Electric Oper Co | Regulated Electric (122) | WPC Sub 40320 Lajunta | WPC Sub 40320 Lajunta | 135300 | Relay - Miscellaneous: 5959900000 | 9801040 | MISCELLANEOUS RELAY | 1999-11-30 | 1999-01-01 | WCDXFER
0 | 0 | 0 | 0 | 2024-12-01 | BH Colorado Electric Oper Co | Regulated Electric (122) | WPC Sub 40320 Lajunta | WPC Sub 40320 Lajunta | 135300 | Relay - Miscellaneous: 5959900000 | 9974366 | MISCELLANEOUS RELAY | 1979-07-01 | 1979-07-01 | CPR Conversion
0 | 0 | 0 | 0 | 2024-12-01 | BH Colorado Electric Oper Co | Regulated Electric (122) | WPC Sub 40320 Lajunta | WPC Sub 40320 Lajunta | 135300 | Relay - Miscellaneous: 5959900000 | 9969006 | MISCELLANEOUS RELAY | 1999-11-30 | 1999-01-01 | 10005475
0 | 0 | 0 | 0 | 2024-12-01 | BH Colorado Electric Oper Co | Regulated Electric (122) | WPC Sub 40320 Lajunta | WPC Sub 40320 Lajunta | 135300 | Scada Equip - Rtu: 8191130000 | 9822147 | SCADA EQUIPMENT- RTU | 1988-07-01 | 1988-07-01 | WCDXFER
0 | 0 | 0 | 0 | 2024-12-01 | BH Colorado Electric Oper Co | Regulated Electric (122) | WPC Sub 40320 Lajunta | WPC Sub 40320 Lajunta | 135300 | Scada Equip - Rtu: 8191130000 | 10564699 | SCADA EQUIPMENT- RTU | 1996-07-01 | 1996-07-01 | WCDXFER
0 | 0 | 0 | 0 | 2024-12-01 | BH Colorado Electric Oper Co | Regulated Electric (122) | WPC Sub 40320 Lajunta | WPC Sub 40320 Lajunta | 135300 | Scada Equip - Rtu: 8191130000 | 9822146 | SCADA EQUIPMENT- RTU | 1987-07-01 | 1987-07-01 | WCDXFER
0 | 0 | 0 | 0 | 2024-12-01 | BH Colorado Electric Oper Co | Regulated Electric (122) | WPC Sub 40320 Lajunta | WPC Sub 40320 Lajunta | 135300 | Scada Equip - Rtu: 8191130000 | 9974344 | SCADA EQUIPMENT- RTU | 1988-07-01 | 1988-07-01 | CPR Conversion
0 | 0 | 0 | 0 | 2024-12-01 | BH Colorado Electric Oper Co | Regulated Electric (122) | WPC Sub 40320 Lajunta | WPC Sub 40320 Lajunta | 135300 | Scada Equip - Rtu: 8191130000 | 9861264 | SCADA EQUIPMENT- RTU | 1996-07-01 | 1996-07-01 | CPR Conversion
0 | 0 | 0 | 0 | 2024-12-01 | BH Colorado Electric Oper Co | Regulated Electric (122) | WPC Sub 40320 Lajunta | WPC Sub 40320 Lajunta | 135300 | Scada Equip - Rtu: 8191130000 | 9974421 | SCADA EQUIPMENT- RTU | 1987-07-01 | 1987-07-01 | CPR Conversion
0 | 0 | 0 | 0 | 2024-12-01 | BH Colorado Electric Oper Co | Regulated Electric (122) | WPC Sub 40320 Lajunta | WPC Sub 40320 Lajunta | 135300 | Scada Equip - Rtu: 8191130000 | 9822148 | SCADA EQUIPMENT- RTU | 1996-07-01 | 1996-07-01 | WCDXFER
0 | 0 | 0 | 0 | 2024-12-01 | BH Colorado Electric Oper Co | Regulated Electric (122) | WPC Sub 40320 Lajunta | WPC Sub 40320 Lajunta | 135300 | Scada Equip - Transducer: 8191030000 | 9861020 | SCADA EQUIPMENT- TRANSDUCER | 1996-07-01 | 1996-07-01 | CPR Conversion
0 | 0 | 0 | 0 | 2024-12-01 | BH Colorado Electric Oper Co | Regulated Electric (122) | WPC Sub 40320 Lajunta | WPC Sub 40320 Lajunta | 135300 | Scada Equip - Transducer: 8191030000 | 10564685 | SCADA EQUIPMENT- TRANSDUCER | 1996-07-01 | 1996-07-01 | WCDXFER
0 | 0 | 0 | 0 | 2024-12-01 | BH Colorado Electric Oper Co | Regulated Electric (122) | WPC Sub 40320 Lajunta | WPC Sub 40320 Lajunta | 135300 | Scada Equip - Transducer: 8191030000 | 9822122 | SCADA EQUIPMENT- TRANSDUCER | 1996-07-01 | 1996-07-01 | WCDXFER
0 | 0 | 0 | 0 | 2024-12-01 | BH Colorado Electric Oper Co | Regulated Electric (122) | WPC Sub 40320 Lajunta | WPC Sub 40320 Lajunta | 135300 | Struc-Supporting,Outdoor-Other: 7849900000 | 9808767 | STRUC SUPPORTING-RADIO ANTENNA | 2001-11-01 | 2001-01-01 | 7105824131
0 | 0 | 0 | 0 | 2024-12-01 | BH Colorado Electric Oper Co | Regulated Electric (122) | WPC Sub 40320 Lajunta | WPC Sub 40320 Lajunta | 135300 | Switches - 7501 - 15000v: 7981500000 | 9806969 | SWITCHES, 7501 - 15000V | 2000-07-06 | 2001-01-01 | 10010097
0 | 0 | 0 | 0 | 2024-12-01 | BH Colorado Electric Oper Co | Regulated Electric (122) | WPC Sub 40320 Lajunta | WPC Sub 40320 Lajunta | 135300 | Switches - 7501 - 15000v: 7981500000 | 9801814 | SWITCHES, 7501 - 15000V | 2000-07-06 | 2001-01-01 | 10010097
0 | 0 | 0 | 0 | 2024-12-01 | BH Colorado Electric Oper Co | Regulated Electric (122) | WPC Sub 40320 Lajunta | WPC Sub 40320 Lajunta | 135300 | Telemeter Eq - Transmitter: 8192020000 | 9974345 | TELEMETERING EQ.- TRANSMITTER | 1980-07-01 | 1980-07-01 | CPR Conversion
0 | 0 | 0 | 0 | 2024-12-01 | BH Colorado Electric Oper Co | Regulated Electric (122) | WPC Sub 40320 Lajunta | WPC Sub 40320 Lajunta | 135300 | Telemeter Eq - Transmitter: 8192020000 | 9822143 | TELEMETERING EQ.- TRANSMITTER | 1980-07-01 | 1980-07-01 | WCDXFER
0 | 0 | 0 | 0 | 2024-12-01 | BH Colorado Electric Oper Co | Regulated Electric (122) | WPC Sub 40320 Lajunta | WPC Sub 40320 Lajunta | 135300 | Transf, Pntl, 35.001-69kv 1ph: 9031069000 | 9822186 | TRANSF, POTNTL, 1PH, 35001-69KV | 1991-07-01 | 1991-07-01 | WCDXFER
0 | 0 | 0 | 0 | 2024-12-01 | BH Colorado Electric Oper Co | Regulated Electric (122) | WPC Sub 40320 Lajunta | WPC Sub 40320 Lajunta | 135300 | Transf, Pntl, 35.001-69kv 1ph: 9031069000 | 9974339 | TRANSF, POTNTL, 1PH, 35001-69KV | 1991-07-01 | 1991-07-01 | CPR Conversion
0 | 0 | 0 | 0 | 2024-12-01 | BH Colorado Electric Oper Co | Regulated Electric (122) | WPC Sub 40320 Lajunta | WPC Sub 40320 Lajunta | 135300 | Transf, Pntl, 69.001-161kv 1ph: 9031161000 | 9822183 | TRANSF, POTNTL, 1PH, 69001-161KV | 1959-07-01 | 1959-07-01 | WCDXFER
0 | 0 | 0 | 0 | 2024-12-01 | BH Colorado Electric Oper Co | Regulated Electric (122) | WPC Sub 40320 Lajunta | WPC Sub 40320 Lajunta | 135300 | Transf, Pntl, 69.001-161kv 1ph: 9031161000 | 9974337 | TRANSF, POTNTL, 1PH, 69001-161KV | 1959-07-01 | 1959-07-01 | CPR Conversion
0 | 0 | 0 | 0 | 2024-12-01 | BH Colorado Electric Oper Co | Regulated Electric (122) | WPC Sub 40320 Lajunta | WPC Sub 40320 Lajunta | 135300 | Transf, Pntl, 69.001-161kv 1ph: 9031161000 | 9822184 | TRANSF, POTNTL, 1PH, 69001-16 | 1982-07-01 | 1982-07-01 | WCDXFER
0 | 0 | 0 | 0 | 2024-12-01 | BH Colorado Electric Oper Co | Regulated Electric (122) | WPC Sub 40320 Lajunta | WPC Sub 40320 Lajunta | 135300 | Transf, Pntl, 69.001-161kv 1ph: 9031161000 | 9974423 | TRANSF, POTNTL, 1PH, 69001-16 | 1982-07-01 | 1982-07-01 | CPR Conversion
0 | 0 | 0 | 0 | 2024-12-01 | BH Colorado Electric Oper Co | Regulated Electric (122) | WPC Sub 40320 Lajunta | WPC Sub 40320 Lajunta | 135300 | Transmitter/Receiver Combined: 1123000000 | 9761158 | CARR CURR EQ-TRANS/REC COMBINED | 1999-11-30 | 1999-01-01 | 10005475
0 | 0 | 0 | 0 | 2024-12-01 | BH Colorado Electric Oper Co | Regulated Electric (122) | WPC Sub 40320 Lajunta | WPC Sub 40320 Lajunta | 135300 | Transmitter/Receiver Combined: 1123000000 | 9821928 | CARR CURR EQ-TRANS/REC COMBINED | 1996-07-01 | 1996-07-01 | WCDXFER
0 | 0 | 0 | 0 | 2024-12-01 | BH Colorado Electric Oper Co | Regulated Electric (122) | WPC Sub 40320 Lajunta | WPC Sub 40320 Lajunta | 135300 | Transmitter/Receiver Combined: 1123000000 | 9968972 | CARR CURR EQ-TRANS/REC COMBINED | 1999-11-30 | 1999-01-01 | 10005475
0 | 0 | 0 | 0 | 2024-12-01 | BH Colorado Electric Oper Co | Regulated Electric (122) | WPC Sub 40320 Lajunta | WPC Sub 40320 Lajunta | 135300 | Transmitter/Receiver Combined: 1123000000 | 9974301 | CARR CURR EQ-TRAN/REC COMB | 1972-07-01 | 1972-07-01 | CPR Conversion
0 | 0 | 0 | 0 | 2024-12-01 | BH Colorado Electric Oper Co | Regulated Electric (122) | WPC Sub 40320 Lajunta | WPC Sub 40320 Lajunta | 135300 | Transmitter/Receiver Combined: 1123000000 | 10564692 | CARR CURR EQ-TRANS/REC COMBINED | 1996-07-01 | 1996-07-01 | WCDXFER
0 | 0 | 0 | 0 | 2024-12-01 | BH Colorado Electric Oper Co | Regulated Electric (122) | WPC Sub 40320 Lajunta | WPC Sub 40320 Lajunta | 135300 | Transmitter/Receiver Combined: 1123000000 | 9821929 | CARR CURR EQ-TRAN/REC COMB | 1972-07-01 | 1972-07-01 | WCDXFER
0 | 0 | 0 | 0 | 2024-12-01 | BH Colorado Electric Oper Co | Regulated Electric (122) | WPC Sub 40320 Lajunta | WPC Sub 40320 Lajunta | 135300 | Transmitter/Receiver Combined: 1123000000 | 9821930 | CARR CURR EQ-TRAN/REC COMB | 1973-07-01 | 1973-07-01 | WCDXFER
0 | 0 | 0 | 0 | 2024-12-01 | BH Colorado Electric Oper Co | Regulated Electric (122) | WPC Sub 40320 Lajunta | WPC Sub 40320 Lajunta | 135300 | Transmitter/Receiver Combined: 1123000000 | 9861019 | CARR CURR EQ-TRANS/REC COMBINED | 1996-07-01 | 1996-07-01 | CPR Conversion
0 | 0 | 0 | 0 | 2024-12-01 | BH Colorado Electric Oper Co | Regulated Electric (122) | WPC Sub 40320 Lajunta | WPC Sub 40320 Lajunta | 135300 | Transmitter/Receiver Combined: 1123000000 | 9974300 | CARR CURR EQ-TRAN/REC COMB | 1973-07-01 | 1973-07-01 | CPR Conversion
0 | 0 | 0 | 0 | 2024-12-01 | BH Colorado Electric Oper Co | Regulated Electric (122) | WPC Sub 40320 Lajunta | WPC Sub 40320 Lajunta | 135300 | Transmitter/Receiver Combined: 1123000000 | 9974302 | CARR CURR EQ-TRANS/REC COMBINED | 1961-07-01 | 1961-07-01 | CPR Conversion
0 | 0 | 0 | 0 | 2024-12-01 | BH Colorado Electric Oper Co | Regulated Electric (122) | WPC Sub 40320 Lajunta | WPC Sub 40320 Lajunta | 135300 | Transmitter/Receiver Combined: 1123000000 | 9821927 | CARR CURR EQ-TRANS/REC COMBINED | 1961-07-01 | 1961-07-01 | WCDXFER
0 | 0 | 0 | 0 | 2024-12-01 | BH Colorado Electric Oper Co | Regulated Electric (122) | WPC Sub 40320 Lajunta | WPC Sub 40320 Lajunta | 135300 | Transmitter/Receiver Combined: 1123000000 | 9821931 | CARR CURR EQ-TRAN/REC COMB | 1978-07-01 | 1978-07-01 | WCDXFER
0 | 0 | 0 | 0 | 2024-12-01 | BH Colorado Electric Oper Co | Regulated Electric (122) | WPC Sub 40320 Lajunta | WPC Sub 40320 Lajunta | 135300 | Transmitter/Receiver Combined: 1123000000 | 9974299 | CARR CURR EQ-TRAN/REC COMB | 1978-07-01 | 1978-07-01 | CPR Conversion
0 | 0 | 0 | 0 | 2024-12-01 | BH Colorado Electric Oper Co | Regulated Electric (122) | WPC Sub 40320 Lajunta | WPC Sub 40320 Lajunta | 135300 | Tubular Bus, Alum , Under 3": 0771302000 | 9709879 | TUBULAR BUS, ALUM , UNDER 3" | 1959-07-01 | 1959-07-01 | CPR Conversion
0 | 0 | 0 | 0 | 2024-12-01 | BH Colorado Electric Oper Co | Regulated Electric (122) | WPC Sub 40320 Lajunta | WPC Sub 40320 Lajunta | 135300 | Tubular Bus, Alum , Under 3": 0771302000 | 9821890 | TUBULAR BUS, ALUM , UNDER 3" | 1959-07-01 | 1959-07-01 | WCDXFER
0 | 0 | 0 | 0 | 2024-12-01 | BH Colorado Electric Oper Co | Regulated Electric (122) | WPC Sub 40320 Lajunta | WPC Sub 40320 Lajunta | 135300 | Tubular Bus, Alum , 3" To 4": 0771304000 | 9821889 | TUBULAR BUS, ALUM , 3" TO 4" | 1959-07-01 | 1959-07-01 | WCDXFER
0 | 0 | 0 | 0 | 2024-12-01 | BH Colorado Electric Oper Co | Regulated Electric (122) | WPC Sub 40320 Lajunta | WPC Sub 40320 Lajunta | 135300 | Tubular Bus, Alum , 3" To 4": 0771304000 | 9974356 | TUBULAR BUS, ALUM , 3" TO 4" | 1959-07-01 | 1959-07-01 | CPR Conversion
0 | 0 | 0 | 0 | 2024-12-01 | BH Colorado Electric Oper Co | Regulated Electric (122) | WPC Sub 40320 Lajunta | WPC Sub 40320 Lajunta | 135300 | Tx., Curr.-Wind.Type-100-600a: 8752000600 | 9974338 | TX., CURR.-WIND.TYPE-100-600A | 1960-07-01 | 1960-07-01 | CPR Conversion
0 | 0 | 0 | 0 | 2024-12-01 | BH Colorado Electric Oper Co | Regulated Electric (122) | WPC Sub 40320 Lajunta | WPC Sub 40320 Lajunta | 135300 | Tx., Curr.-Wind.Type-100-600a: 8752000600 | 9822160 | TX., CURR.-WIND.TYPE-100-600A | 1960-07-01 | 1960-07-01 | WCDXFER
0 | 0 | 0 | 0 | 2024-12-01 | BH Colorado Electric Oper Co | Regulated Electric (122) | WPC Sub 40320 Lajunta | WPC Sub 40320 Lajunta | 135300 | WAVEGUIDE: 1128000050 | 9821943 | CARR CURR EQ-WAVE TRAP-800 AMP | 1959-07-01 | 1959-07-01 | WCDXFER
0 | 0 | 0 | 0 | 2024-12-01 | BH Colorado Electric Oper Co | Regulated Electric (122) | WPC Sub 40320 Lajunta | WPC Sub 40320 Lajunta | 135300 | WAVEGUIDE: 1128000050 | 9974297 | CARR CURR EQ-WAVE TRAP-800 AMP | 1973-07-01 | 1973-07-01 | CPR Conversion
0 | 0 | 0 | 0 | 2024-12-01 | BH Colorado Electric Oper Co | Regulated Electric (122) | WPC Sub 40320 Lajunta | WPC Sub 40320 Lajunta | 135300 | WAVEGUIDE: 1128000050 | 9974298 | CARR CURR EQ-WAVE TRAP-800 AMP | 1959-07-01 | 1959-07-01 | CPR Conversion
0 | 0 | 0 | 0 | 2024-12-01 | BH Colorado Electric Oper Co | Regulated Electric (122) | WPC Sub 40320 Lajunta | WPC Sub 40320 Lajunta | 135300 | WAVEGUIDE: 1128000050 | 9821944 | CARR CURR EQ-WAVE TRAP-800 AMP | 1961-07-01 | 1961-07-01 | WCDXFER
0 | 0 | 0 | 0 | 2024-12-01 | BH Colorado Electric Oper Co | Regulated Electric (122) | WPC Sub 40320 Lajunta | WPC Sub 40320 Lajunta | 135300 | WAVEGUIDE: 1128000050 | 9821945 | CARR CURR EQ-WAVE TRAP-800 AMP | 1973-07-01 | 1973-07-01 | WCDXFER
0 | 0 | 0 | 0 | 2024-12-01 | BH Colorado Electric Oper Co | Regulated Electric (122) | WPC Sub 40320 Lajunta | WPC Sub 40320 Lajunta | 135300 | WAVEGUIDE: 1128000050 | 9974377 | CARR CURR EQ-WAVE TRAP-800 AMP | 1961-07-01 | 1961-07-01 | CPR Conversion
0 | 0 | 0 | 0 | 2024-12-01 | BH Colorado Electric Oper Co | Regulated Electric (122) | WPC Sub 40320 Lajunta | WPC Sub 40320 Lajunta | 135300 | Yard Lighting Systems: 7700900000 | 9822069 | YARD LIGHTING SYSTEMS | 1970-07-01 | 1970-07-01 | WCDXFER
0 | 0 | 0 | 0 | 2024-12-01 | BH Colorado Electric Oper Co | Regulated Electric (122) | WPC Sub 40320 Lajunta | WPC Sub 40320 Lajunta | 135300 | Yard Lighting Systems: 7700900000 | 9974422 | YARD LIGHTING SYSTEMS | 1970-07-01 | 1970-07-01 | CPR Conversion
0 | 0 | 0 | 0 | 2024-12-01 | BH Colorado Electric Oper Co | Regulated Electric (122) | WPC Sub 40335 Rocky Ford | WPC Sub 40335 Rocky Ford | 135200 | Building - Other: 0630000000 | 9769106 | FOUNDATION | 1994-07-01 | 1994-07-01 | CPR Conversion
0 | 0 | 0 | 0 | 2024-12-01 | BH Colorado Electric Oper Co | Regulated Electric (122) | WPC Sub 40335 Rocky Ford | WPC Sub 40335 Rocky Ford | 135300 | Airbrk-Elec-1ph 0-15000v-<=600amp: 7981101506 | 9974460 | AIRBREAK-1PH-ELEC-0-15000V-<=600AMPS | 1951-07-01 | 1951-07-01 | CPR Conversion
0 | 0 | 0 | 0 | 2024-12-01 | BH Colorado Electric Oper Co | Regulated Electric (122) | WPC Sub 40335 Rocky Ford | WPC Sub 40335 Rocky Ford | 135300 | Airbrk-Elec-1ph 0-15000v-<=600amp: 7981101506 | 9724153 | AIRBREAK-1PH-ELEC-0-15000V-<=600AMPS | 1965-07-01 | 1965-07-01 | CPR Conversion
0 | 0 | 0 | 0 | 2024-12-01 | BH Colorado Electric Oper Co | Regulated Electric (122) | WPC Sub 40335 Rocky Ford | WPC Sub 40335 Rocky Ford | 135300 | Airbrk-Elec-1ph 0-15000v-<=600amp: 7981101506 | 9974459 | SWITCH,1PH,ELEC,0-15K,<600 | 1962-07-01 | 1962-07-01 | CPR Conversion
0 | 0 | 0 | 0 | 2024-12-01 | BH Colorado Electric Oper Co | Regulated Electric (122) | WPC Sub 40335 Rocky Ford | WPC Sub 40335 Rocky Ford | 135300 | Airbrk-Elec-1ph 0-15000v-<=600amp: 7981101506 | 9822110 | AIRBREAK-1PH-ELEC-0-15000V-<=600AMPS | 1965-07-01 | 1965-07-01 | WCDXFER
0 | 0 | 0 | 0 | 2024-12-01 | BH Colorado Electric Oper Co | Regulated Electric (122) | WPC Sub 40335 Rocky Ford | WPC Sub 40335 Rocky Ford | 135300 | Airbrk-Elec-1ph 0-15000v-<=600amp: 7981101506 | 9822108 | SWITCH,1PH,ELEC,0-15K,<600 | 1962-07-01 | 1962-07-01 | WCDXFER
0 | 0 | 0 | 0 | 2024-12-01 | BH Colorado Electric Oper Co | Regulated Electric (122) | WPC Sub 40335 Rocky Ford | WPC Sub 40335 Rocky Ford | 135300 | Airbrk-Elec-1ph 0-15000v-<=600amp: 7981101506 | 9822109 | AIRBREAK-1PH-ELEC-0-15000V-<=600AMPS | 1951-07-01 | 1951-07-01 | WCDXFER
0 | 0 | 0 | 0 | 2024-12-01 | BH Colorado Electric Oper Co | Regulated Electric (122) | WPC Sub 40335 Rocky Ford | WPC Sub 40335 Rocky Ford | 135300 | Airbrk-Elec-1ph 0-15000v-1200-1999a: 7981101519 | 9974458 | AIRBRK-1PH-ELEC-0-15000V-1200-1999A | 1964-07-01 | 1964-07-01 | CPR Conversion
0 | 0 | 0 | 0 | 2024-12-01 | BH Colorado Electric Oper Co | Regulated Electric (122) | WPC Sub 40335 Rocky Ford | WPC Sub 40335 Rocky Ford | 135300 | Airbrk-Elec-1ph 0-15000v-1200-1999a: 7981101519 | 9822107 | AIRBRK-1PH-ELEC-0-15000V-1200-1999A | 1964-07-01 | 1964-07-01 | WCDXFER
0 | 0 | 0 | 0 | 2024-12-01 | BH Colorado Electric Oper Co | Regulated Electric (122) | WPC Sub 40335 Rocky Ford | WPC Sub 40335 Rocky Ford | 135300 | Arrester - 23,001-34,500 Volts: 0210690000 | 9821879 | ARRESTER - 23,000-69,000 VOLTS | 1951-07-01 | 1951-07-01 | WCDXFER
0 | 0 | 0 | 0 | 2024-12-01 | BH Colorado Electric Oper Co | Regulated Electric (122) | WPC Sub 40335 Rocky Ford | WPC Sub 40335 Rocky Ford | 135300 | Arrester - 23,001-34,500 Volts: 0210690000 | 9974420 | ARRESTER - 23,000-69,000 VOLTS | 1951-07-01 | 1951-07-01 | CPR Conversion
0 | 0 | 0 | 0 | 2024-12-01 | BH Colorado Electric Oper Co | Regulated Electric (122) | WPC Sub 40335 Rocky Ford | WPC Sub 40335 Rocky Ford | 135300 | Batteries, Storage: 0350000000 | 9769110 | BATTERIES, STORAGE | 1994-07-01 | 1994-07-01 | CPR Conversion
0 | 0 | 0 | 0 | 2024-12-01 | BH Colorado Electric Oper Co | Regulated Electric (122) | WPC Sub 40335 Rocky Ford | WPC Sub 40335 Rocky Ford | 135300 | Batteries, Storage: 0350000000 | 9821898 | BATTERIES, STORAGE | 1994-07-01 | 1994-07-01 | WCDXFER
0 | 0 | 0 | 0 | 2024-12-01 | BH Colorado Electric Oper Co | Regulated Electric (122) | WPC Sub 40335 Rocky Ford | WPC Sub 40335 Rocky Ford | 135300 | Battery Charger: 0300000000 | 9769111 | BATTERY CHARGER | 1994-07-01 | 1994-07-01 | CPR Conversion
0 | 0 | 0 | 0 | 2024-12-01 | BH Colorado Electric Oper Co | Regulated Electric (122) | WPC Sub 40335 Rocky Ford | WPC Sub 40335 Rocky Ford | 135300 | Battery Charger: 0300000000 | 9821870 | BATTERY CHARGER | 1994-07-01 | 1994-07-01 | WCDXFER
0 | 0 | 0 | 0 | 2024-12-01 | BH Colorado Electric Oper Co | Regulated Electric (122) | WPC Sub 40335 Rocky Ford | WPC Sub 40335 Rocky Ford | 135300 | Breaker, Oil - 15 Kv: 6213015000 | 9974413 | PWR CIRC BREAK-OIL-15KV | 1970-07-01 | 1970-07-01 | CPR Conversion
0 | 0 | 0 | 0 | 2024-12-01 | BH Colorado Electric Oper Co | Regulated Electric (122) | WPC Sub 40335 Rocky Ford | WPC Sub 40335 Rocky Ford | 135300 | Breaker, Oil - 15 Kv: 6213015000 | 9822052 | OIL - 15 KV | 1951-07-01 | 1951-07-01 | WCDXFER
0 | 0 | 0 | 0 | 2024-12-01 | BH Colorado Electric Oper Co | Regulated Electric (122) | WPC Sub 40335 Rocky Ford | WPC Sub 40335 Rocky Ford | 135300 | Breaker, Oil - 15 Kv: 6213015000 | 9822051 | PWR CIRC BREAK-OIL-15KV | 1970-07-01 | 1970-07-01 | WCDXFER
0 | 0 | 0 | 0 | 2024-12-01 | BH Colorado Electric Oper Co | Regulated Electric (122) | WPC Sub 40335 Rocky Ford | WPC Sub 40335 Rocky Ford | 135300 | Breaker, Oil - 15 Kv: 6213015000 | 9974414 | OIL - 15 KV | 1951-07-01 | 1951-07-01 | CPR Conversion
0 | 0 | 0 | 0 | 2024-12-01 | BH Colorado Electric Oper Co | Regulated Electric (122) | WPC Sub 40335 Rocky Ford | WPC Sub 40335 Rocky Ford | 135300 | Breaker, Oil - 15 Kv: 6213015000 | 9974411 | OIL - 15 KV | 1964-07-01 | 1964-07-01 | CPR Conversion
0 | 0 | 0 | 0 | 2024-12-01 | BH Colorado Electric Oper Co | Regulated Electric (122) | WPC Sub 40335 Rocky Ford | WPC Sub 40335 Rocky Ford | 135300 | Breaker, Oil - 15 Kv: 6213015000 | 9822053 | OIL - 15 KV | 1964-07-01 | 1964-07-01 | WCDXFER
0 | 0 | 0 | 0 | 2024-12-01 | BH Colorado Electric Oper Co | Regulated Electric (122) | WPC Sub 40335 Rocky Ford | WPC Sub 40335 Rocky Ford | 135300 | Breaker, Oil - 69 Kv: 6213069000 | 9822082 | OIL - 69 KV | 1979-07-01 | 1979-07-01 | WCDXFER
0 | 0 | 0 | 0 | 2024-12-01 | BH Colorado Electric Oper Co | Regulated Electric (122) | WPC Sub 40335 Rocky Ford | WPC Sub 40335 Rocky Ford | 135300 | Breaker, Oil - 69 Kv: 6213069000 | 9974410 | PWR CIRC BREAK-OIL, 69KV | 1951-07-01 | 1951-07-01 | CPR Conversion
0 | 0 | 0 | 0 | 2024-12-01 | BH Colorado Electric Oper Co | Regulated Electric (122) | WPC Sub 40335 Rocky Ford | WPC Sub 40335 Rocky Ford | 135300 | Breaker, Oil - 69 Kv: 6213069000 | 9974412 | OIL - 69 KV | 1979-07-01 | 1979-07-01 | CPR Conversion
0 | 0 | 0 | 0 | 2024-12-01 | BH Colorado Electric Oper Co | Regulated Electric (122) | WPC Sub 40335 Rocky Ford | WPC Sub 40335 Rocky Ford | 135300 | Breaker, Oil - 69 Kv: 6213069000 | 9822081 | OIL - 69 KV | 1950-07-01 | 1950-07-01 | WCDXFER
0 | 0 | 0 | 0 | 2024-12-01 | BH Colorado Electric Oper Co | Regulated Electric (122) | WPC Sub 40335 Rocky Ford | WPC Sub 40335 Rocky Ford | 135300 | Breaker, Oil - 69 Kv: 6213069000 | 9724149 | OIL - 69 KV | 1950-07-01 | 1950-07-01 | CPR Conversion
0 | 0 | 0 | 0 | 2024-12-01 | BH Colorado Electric Oper Co | Regulated Electric (122) | WPC Sub 40335 Rocky Ford | WPC Sub 40335 Rocky Ford | 135300 | Breaker, Oil - 69 Kv: 6213069000 | 9822080 | PWR CIRC BREAK-OIL, 69KV | 1951-07-01 | 1951-07-01 | WCDXFER
0 | 0 | 0 | 0 | 2024-12-01 | BH Colorado Electric Oper Co | Regulated Electric (122) | WPC Sub 40335 Rocky Ford | WPC Sub 40335 Rocky Ford | 135300 | Combo-Elec-15-45kv- <= 600amps: 7984104506 | 9822105 | COMBO-ELEC-15-45KV- <= 600AMPS | 1951-07-01 | 1951-07-01 | WCDXFER
0 | 0 | 0 | 0 | 2024-12-01 | BH Colorado Electric Oper Co | Regulated Electric (122) | WPC Sub 40335 Rocky Ford | WPC Sub 40335 Rocky Ford | 135300 | Combo-Elec-15-45kv- <= 600amps: 7984104506 | 9974461 | COMBO-ELEC-15-45KV- <= 600AMPS | 1951-07-01 | 1951-07-01 | CPR Conversion
0 | 0 | 0 | 0 | 2024-12-01 | BH Colorado Electric Oper Co | Regulated Electric (122) | WPC Sub 40335 Rocky Ford | WPC Sub 40335 Rocky Ford | 135300 | Combo-Elec-15-45kv- 1200-1999amps: 7984104519 | 9974457 | COMBO-ELEC-15-45KV- 1200-1999AMPS | 1951-07-01 | 1951-07-01 | CPR Conversion
0 | 0 | 0 | 0 | 2024-12-01 | BH Colorado Electric Oper Co | Regulated Electric (122) | WPC Sub 40335 Rocky Ford | WPC Sub 40335 Rocky Ford | 135300 | Combo-Elec-15-45kv- 1200-1999amps: 7984104519 | 9822104 | COMBO-ELEC-15-45KV- 1200-1999AMPS | 1951-07-01 | 1951-07-01 | WCDXFER
0 | 0 | 0 | 0 | 2024-12-01 | BH Colorado Electric Oper Co | Regulated Electric (122) | WPC Sub 40335 Rocky Ford | WPC Sub 40335 Rocky Ford | 135300 | Combo-Elec-69-170kv- <= 600amps: 7984117006 | 9974455 | SWITCH,COMBO,ELEC,69001-170K, | 1951-07-01 | 1951-07-01 | CPR Conversion
0 | 0 | 0 | 0 | 2024-12-01 | BH Colorado Electric Oper Co | Regulated Electric (122) | WPC Sub 40335 Rocky Ford | WPC Sub 40335 Rocky Ford | 135300 | Combo-Elec-69-170kv- <= 600amps: 7984117006 | 9974456 | COMBO-ELEC-69-170KV- <= 600AMPS | 1950-07-01 | 1950-07-01 | CPR Conversion
0 | 0 | 0 | 0 | 2024-12-01 | BH Colorado Electric Oper Co | Regulated Electric (122) | WPC Sub 40335 Rocky Ford | WPC Sub 40335 Rocky Ford | 135300 | Combo-Elec-69-170kv- <= 600amps: 7984117006 | 9822126 | SWITCH,COMBO,ELEC,69001-170K, | 1951-07-01 | 1951-07-01 | WCDXFER
0 | 0 | 0 | 0 | 2024-12-01 | BH Colorado Electric Oper Co | Regulated Electric (122) | WPC Sub 40335 Rocky Ford | WPC Sub 40335 Rocky Ford | 135300 | Combo-Elec-69-170kv- <= 600amps: 7984117006 | 9822127 | COMBO-ELEC-69-170KV- <= 600AMPS | 1950-07-01 | 1950-07-01 | WCDXFER
0 | 0 | 0 | 0 | 2024-12-01 | BH Colorado Electric Oper Co | Regulated Electric (122) | WPC Sub 40335 Rocky Ford | WPC Sub 40335 Rocky Ford | 135300 | Cond. Control Cable, Other: 0772000000 | 9709880 | COND. CONTROL CABLE-COPPER, OTHER | 1965-07-01 | 1965-07-01 | CPR Conversion
0 | 0 | 0 | 0 | 2024-12-01 | BH Colorado Electric Oper Co | Regulated Electric (122) | WPC Sub 40335 Rocky Ford | WPC Sub 40335 Rocky Ford | 135300 | Cond. Control Cable, Other: 0772000000 | 9821887 | COND. CONTROL CABLE-COPPER, OTHER | 1994-07-01 | 1994-07-01 | WCDXFER
0 | 0 | 0 | 0 | 2024-12-01 | BH Colorado Electric Oper Co | Regulated Electric (122) | WPC Sub 40335 Rocky Ford | WPC Sub 40335 Rocky Ford | 135300 | Cond. Control Cable, Other: 0772000000 | 9821921 | COND. CONTROL CABLE-COPPER, OTHER | 1951-07-01 | 1951-07-01 | WCDXFER
0 | 0 | 0 | 0 | 2024-12-01 | BH Colorado Electric Oper Co | Regulated Electric (122) | WPC Sub 40335 Rocky Ford | WPC Sub 40335 Rocky Ford | 135300 | Cond. Control Cable, Other: 0772000000 | 9974380 | CONTROL CABLE-COPPER, OTHER | 1971-07-01 | 1971-07-01 | CPR Conversion
0 | 0 | 0 | 0 | 2024-12-01 | BH Colorado Electric Oper Co | Regulated Electric (122) | WPC Sub 40335 Rocky Ford | WPC Sub 40335 Rocky Ford | 135300 | Cond. Control Cable, Other: 0772000000 | 9974389 | COND. CONTROL CABLE-COPPER, OTHER | 1936-07-01 | 1936-07-01 | CPR Conversion
0 | 0 | 0 | 0 | 2024-12-01 | BH Colorado Electric Oper Co | Regulated Electric (122) | WPC Sub 40335 Rocky Ford | WPC Sub 40335 Rocky Ford | 135300 | Cond. Control Cable, Other: 0772000000 | 9724147 | COND. CONTROL CABLE-COPPER, OTHER | 1951-07-01 | 1951-07-01 | CPR Conversion
0 | 0 | 0 | 0 | 2024-12-01 | BH Colorado Electric Oper Co | Regulated Electric (122) | WPC Sub 40335 Rocky Ford | WPC Sub 40335 Rocky Ford | 135300 | Cond. Control Cable, Other: 0772000000 | 9821922 | COND. CONTROL CABLE-COPPER, OTHER | 1965-07-01 | 1965-07-01 | WCDXFER
0 | 0 | 0 | 0 | 2024-12-01 | BH Colorado Electric Oper Co | Regulated Electric (122) | WPC Sub 40335 Rocky Ford | WPC Sub 40335 Rocky Ford | 135300 | Cond. Control Cable, Other: 0772000000 | 9769105 | COND. CONTROL CABLE-COPPER, OTHER | 1994-07-01 | 1994-07-01 | CPR Conversion
0 | 0 | 0 | 0 | 2024-12-01 | BH Colorado Electric Oper Co | Regulated Electric (122) | WPC Sub 40335 Rocky Ford | WPC Sub 40335 Rocky Ford | 135300 | Cond. Control Cable, Other: 0772000000 | 9821919 | CONTROL CABLE-COPPER, OTHER | 1971-07-01 | 1971-07-01 | WCDXFER
0 | 0 | 0 | 0 | 2024-12-01 | BH Colorado Electric Oper Co | Regulated Electric (122) | WPC Sub 40335 Rocky Ford | WPC Sub 40335 Rocky Ford | 135300 | Cond. Control Cable, Other: 0772000000 | 9821920 | COND. CONTROL CABLE-COPPER, OTHER | 1936-07-01 | 1936-07-01 | WCDXFER
0 | 0 | 0 | 0 | 2024-12-01 | BH Colorado Electric Oper Co | Regulated Electric (122) | WPC Sub 40335 Rocky Ford | WPC Sub 40335 Rocky Ford | 135300 | Cond. Pwr Cable, Al, 250MCM Or Less: 0773000250 | 9974385 | COND. PWR CABLE, AL, 250MCM OR LESS | 1962-07-01 | 1962-07-01 | CPR Conversion
0 | 0 | 0 | 0 | 2024-12-01 | BH Colorado Electric Oper Co | Regulated Electric (122) | WPC Sub 40335 Rocky Ford | WPC Sub 40335 Rocky Ford | 135300 | Cond. Pwr Cable, Al, 250MCM Or Less: 0773000250 | 9974388 | COND. PWR CABLE, AL, 250MCM OR LESS | 1951-07-01 | 1951-07-01 | CPR Conversion
0 | 0 | 0 | 0 | 2024-12-01 | BH Colorado Electric Oper Co | Regulated Electric (122) | WPC Sub 40335 Rocky Ford | WPC Sub 40335 Rocky Ford | 135300 | Cond. Pwr Cable, Al, 250MCM Or Less: 0773000250 | 9821908 | COND. PWR CABLE, AL, 250MCM OR LESS | 1951-07-01 | 1951-07-01 | WCDXFER
0 | 0 | 0 | 0 | 2024-12-01 | BH Colorado Electric Oper Co | Regulated Electric (122) | WPC Sub 40335 Rocky Ford | WPC Sub 40335 Rocky Ford | 135300 | Cond. Pwr Cable, Al, 250MCM Or Less: 0773000250 | 9821909 | COND. PWR CABLE, AL, 250MCM OR LESS | 1962-07-01 | 1962-07-01 | WCDXFER
0 | 0 | 0 | 0 | 2024-12-01 | BH Colorado Electric Oper Co | Regulated Electric (122) | WPC Sub 40335 Rocky Ford | WPC Sub 40335 Rocky Ford | 135300 | Cond. Pwr Cable, Al, 251MCM-795MCM: 0773000795 | 9821941 | COND. PWR CABLE, AL, 251MCM-795MCM | 1951-07-01 | 1951-07-01 | WCDXFER
0 | 0 | 0 | 0 | 2024-12-01 | BH Colorado Electric Oper Co | Regulated Electric (122) | WPC Sub 40335 Rocky Ford | WPC Sub 40335 Rocky Ford | 135300 | Cond. Pwr Cable, Al, 251MCM-795MCM: 0773000795 | 9974382 | COND. PWR CABLE, AL, 251MCM-795MCM | 1964-07-01 | 1964-07-01 | CPR Conversion
0 | 0 | 0 | 0 | 2024-12-01 | BH Colorado Electric Oper Co | Regulated Electric (122) | WPC Sub 40335 Rocky Ford | WPC Sub 40335 Rocky Ford | 135300 | Cond. Pwr Cable, Al, 251MCM-795MCM: 0773000795 | 9821905 | COND. PWR CABLE, AL, 251MCM-795MCM | 1964-07-01 | 1964-07-01 | WCDXFER
0 | 0 | 0 | 0 | 2024-12-01 | BH Colorado Electric Oper Co | Regulated Electric (122) | WPC Sub 40335 Rocky Ford | WPC Sub 40335 Rocky Ford | 135300 | Cond. Pwr Cable, Al, 251MCM-795MCM: 0773000795 | 9706634 | COND. PWR CABLE, AL, 251MCM-795MCM | 1951-07-01 | 1951-07-01 | CPR Conversion
0 | 0 | 0 | 0 | 2024-12-01 | BH Colorado Electric Oper Co | Regulated Electric (122) | WPC Sub 40335 Rocky Ford | WPC Sub 40335 Rocky Ford | 135300 | Cond. Pwr Cable, Al, Other: 0773000000 | 9821914 | BUS/CNDCTR-PWR CBLE-OTHER | 1963-07-01 | 1963-07-01 | WCDXFER
0 | 0 | 0 | 0 | 2024-12-01 | BH Colorado Electric Oper Co | Regulated Electric (122) | WPC Sub 40335 Rocky Ford | WPC Sub 40335 Rocky Ford | 135300 | Cond. Pwr Cable, Al, Other: 0773000000 | 9821911 | COND. PWR CABLE, AL, OTHER | 1962-07-01 | 1962-07-01 | WCDXFER
0 | 0 | 0 | 0 | 2024-12-01 | BH Colorado Electric Oper Co | Regulated Electric (122) | WPC Sub 40335 Rocky Ford | WPC Sub 40335 Rocky Ford | 135300 | Cond. Pwr Cable, Al, Other: 0773000000 | 9821910 | COND. PWR CABLE, AL, OTHER | 1951-07-01 | 1951-07-01 | WCDXFER
0 | 0 | 0 | 0 | 2024-12-01 | BH Colorado Electric Oper Co | Regulated Electric (122) | WPC Sub 40335 Rocky Ford | WPC Sub 40335 Rocky Ford | 135300 | Cond. Pwr Cable, Al, Other: 0773000000 | 9974384 | COND. PWR CABLE, AL, OTHER | 1962-07-01 | 1962-07-01 | CPR Conversion
0 | 0 | 0 | 0 | 2024-12-01 | BH Colorado Electric Oper Co | Regulated Electric (122) | WPC Sub 40335 Rocky Ford | WPC Sub 40335 Rocky Ford | 135300 | Cond. Pwr Cable, Al, Other: 0773000000 | 9974387 | COND. PWR CABLE, AL, OTHER | 1951-07-01 | 1951-07-01 | CPR Conversion
0 | 0 | 0 | 0 | 2024-12-01 | BH Colorado Electric Oper Co | Regulated Electric (122) | WPC Sub 40335 Rocky Ford | WPC Sub 40335 Rocky Ford | 135300 | Cond. Pwr Cable, Al, Other: 0773000000 | 9974381 | COND. PWR CABLE, AL, OTHER | 1965-07-01 | 1965-07-01 | CPR Conversion
0 | 0 | 0 | 0 | 2024-12-01 | BH Colorado Electric Oper Co | Regulated Electric (122) | WPC Sub 40335 Rocky Ford | WPC Sub 40335 Rocky Ford | 135300 | Cond. Pwr Cable, Al, Other: 0773000000 | 9821912 | COND. PWR CABLE, AL, OTHER | 1965-07-01 | 1965-07-01 | WCDXFER
0 | 0 | 0 | 0 | 2024-12-01 | BH Colorado Electric Oper Co | Regulated Electric (122) | WPC Sub 40335 Rocky Ford | WPC Sub 40335 Rocky Ford | 135300 | Cond. Pwr Cable, Al, Other: 0773000000 | 9821913 | BUS/CNDCTR-PWR CBLE-OTHER | 1954-07-01 | 1954-07-01 | WCDXFER
0 | 0 | 0 | 0 | 2024-12-01 | BH Colorado Electric Oper Co | Regulated Electric (122) | WPC Sub 40335 Rocky Ford | WPC Sub 40335 Rocky Ford | 135300 | Cond. Pwr Cable, Al, Other: 0773000000 | 9974386 | BUS/CNDCTR-PWR CBLE-OTHER | 1954-07-01 | 1954-07-01 | CPR Conversion
0 | 0 | 0 | 0 | 2024-12-01 | BH Colorado Electric Oper Co | Regulated Electric (122) | WPC Sub 40335 Rocky Ford | WPC Sub 40335 Rocky Ford | 135300 | Cond. Pwr Cable, Al, Other: 0773000000 | 9974383 | BUS/CNDCTR-PWR CBLE-OTHER | 1963-07-01 | 1963-07-01 | CPR Conversion
0 | 0 | 0 | 0 | 2024-12-01 | BH Colorado Electric Oper Co | Regulated Electric (122) | WPC Sub 40335 Rocky Ford | WPC Sub 40335 Rocky Ford | 135300 | Conduit, Not Encsd Pvc 3"-4": 1822104000 | 9974409 | CONDUIT-NOT ENCD, PVC-3"-4" | 1971-07-01 | 1971-07-01 | CPR Conversion
0 | 0 | 0 | 0 | 2024-12-01 | BH Colorado Electric Oper Co | Regulated Electric (122) | WPC Sub 40335 Rocky Ford | WPC Sub 40335 Rocky Ford | 135300 | Conduit, Not Encsd Pvc 3"-4": 1822104000 | 9821995 | CONDUIT-NOT ENCD, PVC-3"-4" | 1971-07-01 | 1971-07-01 | WCDXFER
0 | 0 | 0 | 0 | 2024-12-01 | BH Colorado Electric Oper Co | Regulated Electric (122) | WPC Sub 40335 Rocky Ford | WPC Sub 40335 Rocky Ford | 135300 | Conduit, Not Encsd Pvc Under 3": 1822102000 | 9821963 | CONDUIT, NOT ENCD-PVC-UNDR 3" | 1951-07-01 | 1951-07-01 | WCDXFER
0 | 0 | 0 | 0 | 2024-12-01 | BH Colorado Electric Oper Co | Regulated Electric (122) | WPC Sub 40335 Rocky Ford | WPC Sub 40335 Rocky Ford | 135300 | Conduit, Not Encsd Pvc Under 3": 1822102000 | 9974408 | CONDUIT, NOT ENCD-PVC-UNDR 3" | 1951-07-01 | 1951-07-01 | CPR Conversion
0 | 0 | 0 | 0 | 2024-12-01 | BH Colorado Electric Oper Co | Regulated Electric (122) | WPC Sub 40335 Rocky Ford | WPC Sub 40335 Rocky Ford | 135300 | Conduit, Not Encsd Steel 3"-4": 1822204000 | 9821986 | CONDUIT-NOT ENCD, STL-3"-4" | 1951-07-01 | 1951-07-01 | WCDXFER
0 | 0 | 0 | 0 | 2024-12-01 | BH Colorado Electric Oper Co | Regulated Electric (122) | WPC Sub 40335 Rocky Ford | WPC Sub 40335 Rocky Ford | 135300 | Conduit, Not Encsd Steel 3"-4": 1822204000 | 9974405 | CONDUIT-NOT ENCD, STL-3"-4" | 1951-07-01 | 1951-07-01 | CPR Conversion
0 | 0 | 0 | 0 | 2024-12-01 | BH Colorado Electric Oper Co | Regulated Electric (122) | WPC Sub 40335 Rocky Ford | WPC Sub 40335 Rocky Ford | 135300 | Conduit, Not Encsd Steel Undr 3": 1822202000 | 9974406 | CONDUIT, NOT ENCD-STL-UNDR 3" | 1962-07-01 | 1962-07-01 | CPR Conversion
0 | 0 | 0 | 0 | 2024-12-01 | BH Colorado Electric Oper Co | Regulated Electric (122) | WPC Sub 40335 Rocky Ford | WPC Sub 40335 Rocky Ford | 135300 | Conduit, Not Encsd Steel Undr 3": 1822202000 | 9974407 | CONDUIT, NOT ENCD-STL-UNDR 3" | 1951-07-01 | 1951-07-01 | CPR Conversion
0 | 0 | 0 | 0 | 2024-12-01 | BH Colorado Electric Oper Co | Regulated Electric (122) | WPC Sub 40335 Rocky Ford | WPC Sub 40335 Rocky Ford | 135300 | Conduit, Not Encsd Steel Undr 3": 1822202000 | 9821991 | CONDUIT, NOT ENCD-STL-UNDR 3" | 1951-07-01 | 1951-07-01 | WCDXFER
0 | 0 | 0 | 0 | 2024-12-01 | BH Colorado Electric Oper Co | Regulated Electric (122) | WPC Sub 40335 Rocky Ford | WPC Sub 40335 Rocky Ford | 135300 | Conduit, Not Encsd Steel Undr 3": 1822202000 | 9821992 | CONDUIT, NOT ENCD-STL-UNDR 3" | 1962-07-01 | 1962-07-01 | WCDXFER
0 | 0 | 0 | 0 | 2024-12-01 | BH Colorado Electric Oper Co | Regulated Electric (122) | WPC Sub 40335 Rocky Ford | WPC Sub 40335 Rocky Ford | 135300 | Coupling Capacitor- 69kv: 1125069000 | 9974416 | CARR CURR EQ-CPLNG CAP-69KV | 1973-07-01 | 1973-07-01 | CPR Conversion
0 | 0 | 0 | 0 | 2024-12-01 | BH Colorado Electric Oper Co | Regulated Electric (122) | WPC Sub 40335 Rocky Ford | WPC Sub 40335 Rocky Ford | 135300 | Coupling Capacitor- 69kv: 1125069000 | 9974417 | CARR CURR EQ-COUPLING CAPACITOR 69KV | 1953-07-01 | 1953-07-01 | CPR Conversion
0 | 0 | 0 | 0 | 2024-12-01 | BH Colorado Electric Oper Co | Regulated Electric (122) | WPC Sub 40335 Rocky Ford | WPC Sub 40335 Rocky Ford | 135300 | Coupling Capacitor- 69kv: 1125069000 | 9821957 | CARR CURR EQ-CPLNG CAP-69KV | 1973-07-01 | 1973-07-01 | WCDXFER
0 | 0 | 0 | 0 | 2024-12-01 | BH Colorado Electric Oper Co | Regulated Electric (122) | WPC Sub 40335 Rocky Ford | WPC Sub 40335 Rocky Ford | 135300 | Coupling Capacitor- 69kv: 1125069000 | 9821958 | CARR CURR EQ-COUPLING CAPACITOR 69KV | 1953-07-01 | 1953-07-01 | WCDXFER
0 | 0 | 0 | 0 | 2024-12-01 | BH Colorado Electric Oper Co | Regulated Electric (122) | WPC Sub 40335 Rocky Ford | WPC Sub 40335 Rocky Ford | 135300 | Estimated Additions: 0010000000 | 11313952 | INSTALL 2 6 MVAR, 69KV CAPACITOR BANKS IN ROCKY FORD SUBSTATION | 2012-02-24 | 2012-03-01 | 10040158
0 | 0 | 0 | 0 | 2024-12-01 | BH Colorado Electric Oper Co | Regulated Electric (122) | WPC Sub 40335 Rocky Ford | WPC Sub 40335 Rocky Ford | 135300 | Estimated Additions: 0010000000 | 11941506 | INSTALL 2 6 MVAR, 69KV CAPACITOR BANKS IN ROCKY FORD SUBSTATION | 2012-02-24 | 2013-07-01 | 10040158
0 | 0 | 0 | 0 | 2024-12-01 | BH Colorado Electric Oper Co | Regulated Electric (122) | WPC Sub 40335 Rocky Ford | WPC Sub 40335 Rocky Ford | 135300 | Fence: 3220000000 | 9822010 | FENCES, CHAIN LINK | 1993-07-01 | 1993-07-01 | WCDXFER
0 | 0 | 0 | 0 | 2024-12-01 | BH Colorado Electric Oper Co | Regulated Electric (122) | WPC Sub 40335 Rocky Ford | WPC Sub 40335 Rocky Ford | 135300 | Fence: 3220000000 | 9822008 | FENCES, CHAIN LINK | 1951-07-01 | 1951-07-01 | WCDXFER
0 | 0 | 0 | 0 | 2024-12-01 | BH Colorado Electric Oper Co | Regulated Electric (122) | WPC Sub 40335 Rocky Ford | WPC Sub 40335 Rocky Ford | 135300 | Fence: 3220000000 | 9974395 | FENCE | 1976-07-01 | 1976-07-01 | CPR Conversion
0 | 0 | 0 | 0 | 2024-12-01 | BH Colorado Electric Oper Co | Regulated Electric (122) | WPC Sub 40335 Rocky Ford | WPC Sub 40335 Rocky Ford | 135300 | Fence: 3220000000 | 9974394 | FENCES, CHAIN LINK | 1989-07-01 | 1989-07-01 | CPR Conversion
0 | 0 | 0 | 0 | 2024-12-01 | BH Colorado Electric Oper Co | Regulated Electric (122) | WPC Sub 40335 Rocky Ford | WPC Sub 40335 Rocky Ford | 135300 | Fence: 3220000000 | 9822009 | FENCES, CHAIN LINK | 1989-07-01 | 1989-07-01 | WCDXFER
0 | 0 | 0 | 0 | 2024-12-01 | BH Colorado Electric Oper Co | Regulated Electric (122) | WPC Sub 40335 Rocky Ford | WPC Sub 40335 Rocky Ford | 135300 | Fence: 3220000000 | 9974392 | FENCES, CHAIN LINK | 1993-07-01 | 1993-07-01 | CPR Conversion
0 | 0 | 0 | 0 | 2024-12-01 | BH Colorado Electric Oper Co | Regulated Electric (122) | WPC Sub 40335 Rocky Ford | WPC Sub 40335 Rocky Ford | 135300 | Fence: 3220000000 | 9822011 | FENCE | 1976-07-01 | 1976-07-01 | WCDXFER
0 | 0 | 0 | 0 | 2024-12-01 | BH Colorado Electric Oper Co | Regulated Electric (122) | WPC Sub 40335 Rocky Ford | WPC Sub 40335 Rocky Ford | 135300 | Fence: 3220000000 | 9974393 | FENCES, CHAIN LINK | 1951-07-01 | 1951-07-01 | CPR Conversion
0 | 0 | 0 | 0 | 2024-12-01 | BH Colorado Electric Oper Co | Regulated Electric (122) | WPC Sub 40335 Rocky Ford | WPC Sub 40335 Rocky Ford | 135300 | Foundation: 6210000000 | 9822056 | PWR CIRC BREAKERS-FOUNDATION | 1979-07-01 | 1979-07-01 | WCDXFER
0 | 0 | 0 | 0 | 2024-12-01 | BH Colorado Electric Oper Co | Regulated Electric (122) | WPC Sub 40335 Rocky Ford | WPC Sub 40335 Rocky Ford | 135300 | Foundation: 6210000000 | 9701179 | PWR CIRC BREAKERS-FOUNDATION | 1979-07-01 | 1979-07-01 | CPR Conversion
0 | 0 | 0 | 0 | 2024-12-01 | BH Colorado Electric Oper Co | Regulated Electric (122) | WPC Sub 40335 Rocky Ford | WPC Sub 40335 Rocky Ford | 135300 | Foundation: 6210000000 | 9822057 | FOUNDATION | 1964-07-01 | 1964-07-01 | WCDXFER
0 | 0 | 0 | 0 | 2024-12-01 | BH Colorado Electric Oper Co | Regulated Electric (122) | WPC Sub 40335 Rocky Ford | WPC Sub 40335 Rocky Ford | 135300 | Foundation: 6210000000 | 9693317 | FOUNDATION | 1964-07-01 | 1964-07-01 | CPR Conversion
0 | 0 | 0 | 0 | 2024-12-01 | BH Colorado Electric Oper Co | Regulated Electric (122) | WPC Sub 40335 Rocky Ford | WPC Sub 40335 Rocky Ford | 135300 | Grounding Systems, Station: 3920000000 | 9974390 | GROUNDING SYSTEMS, STATION | 1951-07-01 | 1951-07-01 | CPR Conversion
0 | 0 | 0 | 0 | 2024-12-01 | BH Colorado Electric Oper Co | Regulated Electric (122) | WPC Sub 40335 Rocky Ford | WPC Sub 40335 Rocky Ford | 135300 | Grounding Systems, Station: 3920000000 | 9821997 | GROUNDING SYSTEMS, STATION | 1951-07-01 | 1951-07-01 | WCDXFER
0 | 0 | 0 | 0 | 2024-12-01 | BH Colorado Electric Oper Co | Regulated Electric (122) | WPC Sub 40335 Rocky Ford | WPC Sub 40335 Rocky Ford | 135300 | Line Tuner: 1129000000 | 9821967 | CARR CURR EQ-LINE TUNER | 1973-07-01 | 1973-07-01 | WCDXFER
0 | 0 | 0 | 0 | 2024-12-01 | BH Colorado Electric Oper Co | Regulated Electric (122) | WPC Sub 40335 Rocky Ford | WPC Sub 40335 Rocky Ford | 135300 | Line Tuner: 1129000000 | 9974415 | CARR CURR EQ-LINE TUNER | 1973-07-01 | 1973-07-01 | CPR Conversion
0 | 0 | 0 | 0 | 2024-12-01 | BH Colorado Electric Oper Co | Regulated Electric (122) | WPC Sub 40335 Rocky Ford | WPC Sub 40335 Rocky Ford | 135300 | Low Profile Struct-Bus Support-1ph: 7841010000 | 9822088 | STRUC/OUTDR-LOW-BUS SUPPORT-1 | 1951-07-01 | 1951-07-01 | WCDXFER
0 | 0 | 0 | 0 | 2024-12-01 | BH Colorado Electric Oper Co | Regulated Electric (122) | WPC Sub 40335 Rocky Ford | WPC Sub 40335 Rocky Ford | 135300 | Low Profile Struct-Bus Support-1ph: 7841010000 | 9822090 | LOW PROFILE STRUCT-BUS SUPPORT-1PH | 1925-07-01 | 1925-07-01 | WCDXFER
0 | 0 | 0 | 0 | 2024-12-01 | BH Colorado Electric Oper Co | Regulated Electric (122) | WPC Sub 40335 Rocky Ford | WPC Sub 40335 Rocky Ford | 135300 | Low Profile Struct-Bus Support-1ph: 7841010000 | 9974465 | STRUC/OUTDR-LOW-BUS SUPPORT-1 | 1954-07-01 | 1954-07-01 | CPR Conversion
0 | 0 | 0 | 0 | 2024-12-01 | BH Colorado Electric Oper Co | Regulated Electric (122) | WPC Sub 40335 Rocky Ford | WPC Sub 40335 Rocky Ford | 135300 | Low Profile Struct-Bus Support-1ph: 7841010000 | 9974379 | LOW PROFILE STRUCT-BUS SUPPORT-1PH | 1925-07-01 | 1925-07-01 | CPR Conversion
0 | 0 | 0 | 0 | 2024-12-01 | BH Colorado Electric Oper Co | Regulated Electric (122) | WPC Sub 40335 Rocky Ford | WPC Sub 40335 Rocky Ford | 135300 | Low Profile Struct-Bus Support-1ph: 7841010000 | 9974466 | STRUC/OUTDR-LOW-BUS SUPPORT-1 | 1951-07-01 | 1951-07-01 | CPR Conversion
0 | 0 | 0 | 0 | 2024-12-01 | BH Colorado Electric Oper Co | Regulated Electric (122) | WPC Sub 40335 Rocky Ford | WPC Sub 40335 Rocky Ford | 135300 | Low Profile Struct-Bus Support-1ph: 7841010000 | 9822089 | STRUC/OUTDR-LOW-BUS SUPPORT-1 | 1954-07-01 | 1954-07-01 | WCDXFER
0 | 0 | 0 | 0 | 2024-12-01 | BH Colorado Electric Oper Co | Regulated Electric (122) | WPC Sub 40335 Rocky Ford | WPC Sub 40335 Rocky Ford | 135300 | Panel - Circuit Breaker Control: 5950400000 | 9769109 | CIRCUIT BREAKER CONTROL PANEL | 1994-07-01 | 1994-07-01 | CPR Conversion
0 | 0 | 0 | 0 | 2024-12-01 | BH Colorado Electric Oper Co | Regulated Electric (122) | WPC Sub 40335 Rocky Ford | WPC Sub 40335 Rocky Ford | 135300 | Panel - Circuit Breaker Control: 5950400000 | 9822017 | CIRCUIT BREAKER CONTROL PANEL | 1994-07-01 | 1994-07-01 | WCDXFER
0 | 0 | 0 | 0 | 2024-12-01 | BH Colorado Electric Oper Co | Regulated Electric (122) | WPC Sub 40335 Rocky Ford | WPC Sub 40335 Rocky Ford | 135300 | Panel - Circuit Breaker Control: 5950400000 | 9974398 | PANELS, CRCT BRKR CNTRL PANEL | 1951-07-01 | 1951-07-01 | CPR Conversion
0 | 0 | 0 | 0 | 2024-12-01 | BH Colorado Electric Oper Co | Regulated Electric (122) | WPC Sub 40335 Rocky Ford | WPC Sub 40335 Rocky Ford | 135300 | Panel - Circuit Breaker Control: 5950400000 | 9974399 | CIRCUIT BREAKER CONTROL PANEL | 1937-07-01 | 1937-07-01 | CPR Conversion
0 | 0 | 0 | 0 | 2024-12-01 | BH Colorado Electric Oper Co | Regulated Electric (122) | WPC Sub 40335 Rocky Ford | WPC Sub 40335 Rocky Ford | 135300 | Panel - Circuit Breaker Control: 5950400000 | 9724148 | PANELS, CRCT BRKR CNTRL PANEL | 1950-07-01 | 1950-07-01 | CPR Conversion
0 | 0 | 0 | 0 | 2024-12-01 | BH Colorado Electric Oper Co | Regulated Electric (122) | WPC Sub 40335 Rocky Ford | WPC Sub 40335 Rocky Ford | 135300 | Panel - Circuit Breaker Control: 5950400000 | 9822015 | PANELS, CRCT BRKR CNTRL PANEL | 1964-07-01 | 1964-07-01 | WCDXFER
0 | 0 | 0 | 0 | 2024-12-01 | BH Colorado Electric Oper Co | Regulated Electric (122) | WPC Sub 40335 Rocky Ford | WPC Sub 40335 Rocky Ford | 135300 | Panel - Circuit Breaker Control: 5950400000 | 9822014 | PANELS, CRCT BRKR CNTRL PANEL | 1951-07-01 | 1951-07-01 | WCDXFER
0 | 0 | 0 | 0 | 2024-12-01 | BH Colorado Electric Oper Co | Regulated Electric (122) | WPC Sub 40335 Rocky Ford | WPC Sub 40335 Rocky Ford | 135300 | Panel - Circuit Breaker Control: 5950400000 | 9974397 | PANELS, CRCT BRKR CNTRL PANEL | 1964-07-01 | 1964-07-01 | CPR Conversion
0 | 0 | 0 | 0 | 2024-12-01 | BH Colorado Electric Oper Co | Regulated Electric (122) | WPC Sub 40335 Rocky Ford | WPC Sub 40335 Rocky Ford | 135300 | Panel - Circuit Breaker Control: 5950400000 | 9822016 | CIRCUIT BREAKER CONTROL PANEL | 1937-07-01 | 1937-07-01 | WCDXFER
0 | 0 | 0 | 0 | 2024-12-01 | BH Colorado Electric Oper Co | Regulated Electric (122) | WPC Sub 40335 Rocky Ford | WPC Sub 40335 Rocky Ford | 135300 | Panel - Circuit Breaker Control: 5950400000 | 9822049 | PANELS, CRCT BRKR CNTRL PANEL | 1950-07-01 | 1950-07-01 | WCDXFER
0 | 0 | 0 | 0 | 2024-12-01 | BH Colorado Electric Oper Co | Regulated Electric (122) | WPC Sub 40335 Rocky Ford | WPC Sub 40335 Rocky Ford | 135300 | Panel - Line: 5950300000 | 9974404 | LINE PANEL | 1951-07-01 | 1951-07-01 | CPR Conversion
0 | 0 | 0 | 0 | 2024-12-01 | BH Colorado Electric Oper Co | Regulated Electric (122) | WPC Sub 40335 Rocky Ford | WPC Sub 40335 Rocky Ford | 135300 | Panel - Line: 5950300000 | 9974400 | LINE PANEL | 1994-07-01 | 1994-07-01 | CPR Conversion
0 | 0 | 0 | 0 | 2024-12-01 | BH Colorado Electric Oper Co | Regulated Electric (122) | WPC Sub 40335 Rocky Ford | WPC Sub 40335 Rocky Ford | 135300 | Panel - Line: 5950300000 | 9822018 | LINE PANEL | 1951-07-01 | 1951-07-01 | WCDXFER
0 | 0 | 0 | 0 | 2024-12-01 | BH Colorado Electric Oper Co | Regulated Electric (122) | WPC Sub 40335 Rocky Ford | WPC Sub 40335 Rocky Ford | 135300 | Panel - Line: 5950300000 | 9822019 | LINE PANEL | 1994-07-01 | 1994-07-01 | WCDXFER
0 | 0 | 0 | 0 | 2024-12-01 | BH Colorado Electric Oper Co | Regulated Electric (122) | WPC Sub 40335 Rocky Ford | WPC Sub 40335 Rocky Ford | 135300 | Panel - Other: 5950900000 | 9974464 | OTHER PANELS | 1967-07-01 | 1967-07-01 | CPR Conversion
0 | 0 | 0 | 0 | 2024-12-01 | BH Colorado Electric Oper Co | Regulated Electric (122) | WPC Sub 40335 Rocky Ford | WPC Sub 40335 Rocky Ford | 135300 | Panel - Other: 5950900000 | 9822038 | OTHER PANELS | 1994-07-01 | 1994-07-01 | WCDXFER
0 | 0 | 0 | 0 | 2024-12-01 | BH Colorado Electric Oper Co | Regulated Electric (122) | WPC Sub 40335 Rocky Ford | WPC Sub 40335 Rocky Ford | 135300 | Panel - Other: 5950900000 | 9974401 | OTHER PANELS | 1994-07-01 | 1994-07-01 | CPR Conversion
0 | 0 | 0 | 0 | 2024-12-01 | BH Colorado Electric Oper Co | Regulated Electric (122) | WPC Sub 40335 Rocky Ford | WPC Sub 40335 Rocky Ford | 135300 | Panel - Other: 5950900000 | 9822037 | OTHER PANELS | 1967-07-01 | 1967-07-01 | WCDXFER
0 | 0 | 0 | 0 | 2024-12-01 | BH Colorado Electric Oper Co | Regulated Electric (122) | WPC Sub 40335 Rocky Ford | WPC Sub 40335 Rocky Ford | 135300 | Pwr Crct Bkr- 4160v, 600a: 6213100000 | 9821885 | PWR CRCT BKR- 4160V, 600A | 1997-11-24 | 1998-01-01 | 23556039
0 | 0 | 0 | 0 | 2024-12-01 | BH Colorado Electric Oper Co | Regulated Electric (122) | WPC Sub 40335 Rocky Ford | WPC Sub 40335 Rocky Ford | 135300 | Pwr Crct Bkr- 4160v, 600a: 6213100000 | 9878113 | PWR CRCT BKR- 4160V, 600A | 1997-11-24 | 1998-01-01 | 23556039
0 | 0 | 0 | 0 | 2024-12-01 | BH Colorado Electric Oper Co | Regulated Electric (122) | WPC Sub 40335 Rocky Ford | WPC Sub 40335 Rocky Ford | 135300 | Pwr Trfrmr Nbr Xxxxxx Foundation: 9101XXXXXX | 9870180 | TRANSF, PWR, FOUNDATION | 1964-07-01 | 1964-07-01 | CPR Conversion
0 | 0 | 0 | 0 | 2024-12-01 | BH Colorado Electric Oper Co | Regulated Electric (122) | WPC Sub 40335 Rocky Ford | WPC Sub 40335 Rocky Ford | 135300 | Pwr Trfrmr Nbr Xxxxxx Foundation: 9101XXXXXX | 9822179 | TRANSF, PWR, FOUNDATION-00000-TRANSF, PWR, FOUNDATION | 1964-07-01 | 1964-07-01 | WCDXFER
0 | 0 | 0 | 0 | 2024-12-01 | BH Colorado Electric Oper Co | Regulated Electric (122) | WPC Sub 40335 Rocky Ford | WPC Sub 40335 Rocky Ford | 135300 | Pwr Trfrmr Nbr Xxxxxxx: 9105XXXXXX | 9870178 | TX.-POWER | 1962-07-01 | 1962-07-01 | CPR Conversion
0 | 0 | 0 | 0 | 2024-12-01 | BH Colorado Electric Oper Co | Regulated Electric (122) | WPC Sub 40335 Rocky Ford | WPC Sub 40335 Rocky Ford | 135300 | Pwr Trfrmr Nbr Xxxxxxx: 9105XXXXXX | 9870174 | TX.-POWER | 1970-07-01 | 1970-07-01 | CPR Conversion
0 | 0 | 0 | 0 | 2024-12-01 | BH Colorado Electric Oper Co | Regulated Electric (122) | WPC Sub 40335 Rocky Ford | WPC Sub 40335 Rocky Ford | 135300 | Pwr Trfrmr Nbr Xxxxxxx: 9105XXXXXX | 9822226 | TX.-POWER-08032-TX.-POWER | 1951-07-01 | 1951-07-01 | WCDXFER
0 | 0 | 0 | 0 | 2024-12-01 | BH Colorado Electric Oper Co | Regulated Electric (122) | WPC Sub 40335 Rocky Ford | WPC Sub 40335 Rocky Ford | 135300 | Pwr Trfrmr Nbr Xxxxxxx: 9105XXXXXX | 9822195 | TX.-POWER-08030-TX.-POWER | 1964-07-01 | 1964-07-01 | WCDXFER
0 | 0 | 0 | 0 | 2024-12-01 | BH Colorado Electric Oper Co | Regulated Electric (122) | WPC Sub 40335 Rocky Ford | WPC Sub 40335 Rocky Ford | 135300 | Pwr Trfrmr Nbr Xxxxxxx: 9105XXXXXX | 9822198 | TX.-POWER-08032-TX.-POWER | 1970-07-01 | 1970-07-01 | WCDXFER
0 | 0 | 0 | 0 | 2024-12-01 | BH Colorado Electric Oper Co | Regulated Electric (122) | WPC Sub 40335 Rocky Ford | WPC Sub 40335 Rocky Ford | 135300 | Pwr Trfrmr Nbr Xxxxxxx: 9105XXXXXX | 9822225 | TX.-POWER-08031-TX.-POWER | 1951-07-01 | 1951-07-01 | WCDXFER
0 | 0 | 0 | 0 | 2024-12-01 | BH Colorado Electric Oper Co | Regulated Electric (122) | WPC Sub 40335 Rocky Ford | WPC Sub 40335 Rocky Ford | 135300 | Pwr Trfrmr Nbr Xxxxxxx: 9105XXXXXX | 9870173 | TX.-POWER | 1964-07-01 | 1964-07-01 | CPR Conversion
0 | 0 | 0 | 0 | 2024-12-01 | BH Colorado Electric Oper Co | Regulated Electric (122) | WPC Sub 40335 Rocky Ford | WPC Sub 40335 Rocky Ford | 135300 | Pwr Trfrmr Nbr Xxxxxxx: 9105XXXXXX | 9870175 | TX.-POWER | 1951-07-01 | 1951-07-01 | CPR Conversion
0 | 0 | 0 | 0 | 2024-12-01 | BH Colorado Electric Oper Co | Regulated Electric (122) | WPC Sub 40335 Rocky Ford | WPC Sub 40335 Rocky Ford | 135300 | Pwr Trfrmr Nbr Xxxxxxx: 9105XXXXXX | 9718858 | TX.-POWER | 1951-07-01 | 1951-07-01 | CPR Conversion
0 | 0 | 0 | 0 | 2024-12-01 | BH Colorado Electric Oper Co | Regulated Electric (122) | WPC Sub 40335 Rocky Ford | WPC Sub 40335 Rocky Ford | 135300 | Pwr Trfrmr Nbr Xxxxxxx: 9105XXXXXX | 9822196 | TX.-POWER-08028-TX.-POWER | 1970-07-01 | 1970-07-01 | WCDXFER
0 | 0 | 0 | 0 | 2024-12-01 | BH Colorado Electric Oper Co | Regulated Electric (122) | WPC Sub 40335 Rocky Ford | WPC Sub 40335 Rocky Ford | 135300 | Pwr Trfrmr Nbr Xxxxxxx: 9105XXXXXX | 9870177 | TX.-POWER | 1970-07-01 | 1970-07-01 | CPR Conversion
0 | 0 | 0 | 0 | 2024-12-01 | BH Colorado Electric Oper Co | Regulated Electric (122) | WPC Sub 40335 Rocky Ford | WPC Sub 40335 Rocky Ford | 135300 | Pwr Trfrmr Nbr Xxxxxxx: 9105XXXXXX | 9870172 | TX.-POWER | 1965-07-01 | 1965-07-01 | CPR Conversion
0 | 0 | 0 | 0 | 2024-12-01 | BH Colorado Electric Oper Co | Regulated Electric (122) | WPC Sub 40335 Rocky Ford | WPC Sub 40335 Rocky Ford | 135300 | Pwr Trfrmr Nbr Xxxxxxx: 9105XXXXXX | 9822223 | TX.-POWER-08034-TX.-POWER | 1964-07-01 | 1964-07-01 | WCDXFER
0 | 0 | 0 | 0 | 2024-12-01 | BH Colorado Electric Oper Co | Regulated Electric (122) | WPC Sub 40335 Rocky Ford | WPC Sub 40335 Rocky Ford | 135300 | Pwr Trfrmr Nbr Xxxxxxx: 9105XXXXXX | 9822194 | TX.-POWER-08028-TX.-POWER | 1962-07-01 | 1962-07-01 | WCDXFER
0 | 0 | 0 | 0 | 2024-12-01 | BH Colorado Electric Oper Co | Regulated Electric (122) | WPC Sub 40335 Rocky Ford | WPC Sub 40335 Rocky Ford | 135300 | Pwr Trfrmr Nbr Xxxxxxx: 9105XXXXXX | 9870176 | TX.-POWER | 1964-07-01 | 1964-07-01 | CPR Conversion
0 | 0 | 0 | 0 | 2024-12-01 | BH Colorado Electric Oper Co | Regulated Electric (122) | WPC Sub 40335 Rocky Ford | WPC Sub 40335 Rocky Ford | 135300 | Pwr Trfrmr Nbr Xxxxxxx: 9105XXXXXX | 9822193 | TX.-POWER-08028-TX.-POWER | 1954-07-01 | 1954-07-01 | WCDXFER
0 | 0 | 0 | 0 | 2024-12-01 | BH Colorado Electric Oper Co | Regulated Electric (122) | WPC Sub 40335 Rocky Ford | WPC Sub 40335 Rocky Ford | 135300 | Pwr Trfrmr Nbr Xxxxxxx: 9105XXXXXX | 9708896 | TX.-POWER | 1970-07-01 | 1970-07-01 | CPR Conversion
0 | 0 | 0 | 0 | 2024-12-01 | BH Colorado Electric Oper Co | Regulated Electric (122) | WPC Sub 40335 Rocky Ford | WPC Sub 40335 Rocky Ford | 135300 | Pwr Trfrmr Nbr Xxxxxxx: 9105XXXXXX | 9822224 | TX.-POWER-08035-TX.-POWER | 1965-07-01 | 1965-07-01 | WCDXFER
0 | 0 | 0 | 0 | 2024-12-01 | BH Colorado Electric Oper Co | Regulated Electric (122) | WPC Sub 40335 Rocky Ford | WPC Sub 40335 Rocky Ford | 135300 | Pwr Trfrmr Nbr Xxxxxxx: 9105XXXXXX | 9870179 | TX.-POWER | 1954-07-01 | 1954-07-01 | CPR Conversion
0 | 0 | 0 | 0 | 2024-12-01 | BH Colorado Electric Oper Co | Regulated Electric (122) | WPC Sub 40335 Rocky Ford | WPC Sub 40335 Rocky Ford | 135300 | Pwr Trfrmr Nbr Xxxxxxx: 9105XXXXXX | 9822197 | TX.-POWER-08031-TX.-POWER | 1970-07-01 | 1970-07-01 | WCDXFER
0 | 0 | 0 | 0 | 2024-12-01 | BH Colorado Electric Oper Co | Regulated Electric (122) | WPC Sub 40335 Rocky Ford | WPC Sub 40335 Rocky Ford | 135300 | Receiver: 1122000000 | 9974418 | CARR CURR EQ-RECEIVER | 1973-07-01 | 1973-07-01 | CPR Conversion
0 | 0 | 0 | 0 | 2024-12-01 | BH Colorado Electric Oper Co | Regulated Electric (122) | WPC Sub 40335 Rocky Ford | WPC Sub 40335 Rocky Ford | 135300 | Receiver: 1122000000 | 9974419 | CARRIER CURR.EQ-RECEIVERS | 1953-07-01 | 1953-07-01 | CPR Conversion
0 | 0 | 0 | 0 | 2024-12-01 | BH Colorado Electric Oper Co | Regulated Electric (122) | WPC Sub 40335 Rocky Ford | WPC Sub 40335 Rocky Ford | 135300 | Receiver: 1122000000 | 9821938 | CARRIER CURR.EQ-RECEIVERS | 1953-07-01 | 1953-07-01 | WCDXFER
0 | 0 | 0 | 0 | 2024-12-01 | BH Colorado Electric Oper Co | Regulated Electric (122) | WPC Sub 40335 Rocky Ford | WPC Sub 40335 Rocky Ford | 135300 | Receiver: 1122000000 | 9821939 | CARR CURR EQ-RECEIVER | 1973-07-01 | 1973-07-01 | WCDXFER
0 | 0 | 0 | 0 | 2024-12-01 | BH Colorado Electric Oper Co | Regulated Electric (122) | WPC Sub 40335 Rocky Ford | WPC Sub 40335 Rocky Ford | 135300 | Regulator, Feeder Voltage: 6721000000 | 9697424 | REGULATOR, FEEDER VOLTAGE | 1965-07-01 | 1965-07-01 | CPR Conversion
0 | 0 | 0 | 0 | 2024-12-01 | BH Colorado Electric Oper Co | Regulated Electric (122) | WPC Sub 40335 Rocky Ford | WPC Sub 40335 Rocky Ford | 135300 | Regulator, Feeder Voltage: 6721000000 | 9822070 | REGULATOR, FEEDER VOLTAGE | 1965-07-01 | 1965-07-01 | WCDXFER
0 | 0 | 0 | 0 | 2024-12-01 | BH Colorado Electric Oper Co | Regulated Electric (122) | WPC Sub 40335 Rocky Ford | WPC Sub 40335 Rocky Ford | 135300 | Regulator, Foundation: 6720000000 | 9974391 | REGULATOR, FOUNDATION | 1965-07-01 | 1965-07-01 | CPR Conversion
0 | 0 | 0 | 0 | 2024-12-01 | BH Colorado Electric Oper Co | Regulated Electric (122) | WPC Sub 40335 Rocky Ford | WPC Sub 40335 Rocky Ford | 135300 | Regulator, Foundation: 6720000000 | 9822074 | REGULATOR, FOUNDATION | 1965-07-01 | 1965-07-01 | WCDXFER
0 | 0 | 0 | 0 | 2024-12-01 | BH Colorado Electric Oper Co | Regulated Electric (122) | WPC Sub 40335 Rocky Ford | WPC Sub 40335 Rocky Ford | 135300 | Relay - Breaker Failure: 5951000000 | 9822036 | BREAKER FAILURE RELAY | 1994-07-01 | 1994-07-01 | WCDXFER
0 | 0 | 0 | 0 | 2024-12-01 | BH Colorado Electric Oper Co | Regulated Electric (122) | WPC Sub 40335 Rocky Ford | WPC Sub 40335 Rocky Ford | 135300 | Relay - Breaker Failure: 5951000000 | 9698338 | BREAKER FAILURE RELAY | 1994-07-01 | 1994-07-01 | CPR Conversion
0 | 0 | 0 | 0 | 2024-12-01 | BH Colorado Electric Oper Co | Regulated Electric (122) | WPC Sub 40335 Rocky Ford | WPC Sub 40335 Rocky Ford | 135300 | Relay - Impedance: 5951600000 | 9822066 | IMPEDANCE RELAY | 1979-07-01 | 1979-07-01 | WCDXFER
0 | 0 | 0 | 0 | 2024-12-01 | BH Colorado Electric Oper Co | Regulated Electric (122) | WPC Sub 40335 Rocky Ford | WPC Sub 40335 Rocky Ford | 135300 | Relay - Impedance: 5951600000 | 9974396 | IMPEDANCE RELAY | 1979-07-01 | 1979-07-01 | CPR Conversion
0 | 0 | 0 | 0 | 2024-12-01 | BH Colorado Electric Oper Co | Regulated Electric (122) | WPC Sub 40335 Rocky Ford | WPC Sub 40335 Rocky Ford | 135300 | Relay - Miscellaneous: 5959900000 | 9822062 | MISCELLANEOUS RELAY | 1994-07-01 | 1994-07-01 | WCDXFER
0 | 0 | 0 | 0 | 2024-12-01 | BH Colorado Electric Oper Co | Regulated Electric (122) | WPC Sub 40335 Rocky Ford | WPC Sub 40335 Rocky Ford | 135300 | Relay - Miscellaneous: 5959900000 | 9769107 | MISCELLANEOUS RELAY | 1994-07-01 | 1994-07-01 | CPR Conversion
0 | 0 | 0 | 0 | 2024-12-01 | BH Colorado Electric Oper Co | Regulated Electric (122) | WPC Sub 40335 Rocky Ford | WPC Sub 40335 Rocky Ford | 135300 | Relay - Overcurrent: 5951800000 | 9974403 | OVERCURRENT RELAY | 1984-07-01 | 1984-07-01 | CPR Conversion
0 | 0 | 0 | 0 | 2024-12-01 | BH Colorado Electric Oper Co | Regulated Electric (122) | WPC Sub 40335 Rocky Ford | WPC Sub 40335 Rocky Ford | 135300 | Relay - Overcurrent: 5951800000 | 9822065 | OVERCURRENT RELAY | 1984-07-01 | 1984-07-01 | WCDXFER
0 | 0 | 0 | 0 | 2024-12-01 | BH Colorado Electric Oper Co | Regulated Electric (122) | WPC Sub 40335 Rocky Ford | WPC Sub 40335 Rocky Ford | 135300 | Relay - Reclosing: 5952000000 | 9974402 | RECLOSING RELAY | 1984-07-01 | 1984-07-01 | CPR Conversion
0 | 0 | 0 | 0 | 2024-12-01 | BH Colorado Electric Oper Co | Regulated Electric (122) | WPC Sub 40335 Rocky Ford | WPC Sub 40335 Rocky Ford | 135300 | Relay - Reclosing: 5952000000 | 9822064 | RECLOSING RELAY | 1984-07-01 | 1984-07-01 | WCDXFER
0 | 0 | 0 | 0 | 2024-12-01 | BH Colorado Electric Oper Co | Regulated Electric (122) | WPC Sub 40335 Rocky Ford | WPC Sub 40335 Rocky Ford | 135300 | Relay - Transformer Differential: 5952400000 | 9769108 | TRANSFORMER DIFFERENTIAL RELAY | 1994-07-01 | 1994-07-01 | CPR Conversion
0 | 0 | 0 | 0 | 2024-12-01 | BH Colorado Electric Oper Co | Regulated Electric (122) | WPC Sub 40335 Rocky Ford | WPC Sub 40335 Rocky Ford | 135300 | Relay - Transformer Differential: 5952400000 | 9822063 | TRANSFORMER DIFFERENTIAL RELAY | 1994-07-01 | 1994-07-01 | WCDXFER
0 | 0 | 0 | 0 | 2024-12-01 | BH Colorado Electric Oper Co | Regulated Electric (122) | WPC Sub 40335 Rocky Ford | WPC Sub 40335 Rocky Ford | 135300 | Scada Equip - Rtu: 8191130000 | 9822145 | SCADA EQUIPMENT- RTU | 1987-07-01 | 1987-07-01 | WCDXFER
0 | 0 | 0 | 0 | 2024-12-01 | BH Colorado Electric Oper Co | Regulated Electric (122) | WPC Sub 40335 Rocky Ford | WPC Sub 40335 Rocky Ford | 135300 | Scada Equip - Rtu: 8191130000 | 9974462 | TELEMETERING-RTU | 1988-07-01 | 1988-07-01 | CPR Conversion
0 | 0 | 0 | 0 | 2024-12-01 | BH Colorado Electric Oper Co | Regulated Electric (122) | WPC Sub 40335 Rocky Ford | WPC Sub 40335 Rocky Ford | 135300 | Scada Equip - Rtu: 8191130000 | 9974463 | SCADA EQUIPMENT- RTU | 1987-07-01 | 1987-07-01 | CPR Conversion
0 | 0 | 0 | 0 | 2024-12-01 | BH Colorado Electric Oper Co | Regulated Electric (122) | WPC Sub 40335 Rocky Ford | WPC Sub 40335 Rocky Ford | 135300 | Scada Equip - Rtu: 8191130000 | 9822144 | TELEMETERING-RTU | 1988-07-01 | 1988-07-01 | WCDXFER
0 | 0 | 0 | 0 | 2024-12-01 | BH Colorado Electric Oper Co | Regulated Electric (122) | WPC Sub 40335 Rocky Ford | WPC Sub 40335 Rocky Ford | 135300 | Switches - 7501 - 15000v: 7981500000 | 9801815 | SWITCHES, 7501 - 15000V | 2000-07-06 | 2001-01-01 | 10010097
0 | 0 | 0 | 0 | 2024-12-01 | BH Colorado Electric Oper Co | Regulated Electric (122) | WPC Sub 40335 Rocky Ford | WPC Sub 40335 Rocky Ford | 135300 | Switches - 7501 - 15000v: 7981500000 | 9806970 | SWITCHES, 7501 - 15000V | 2000-07-06 | 2001-01-01 | 10010097
0 | 0 | 0 | 0 | 2024-12-01 | BH Colorado Electric Oper Co | Regulated Electric (122) | WPC Sub 40335 Rocky Ford | WPC Sub 40335 Rocky Ford | 135300 | Transf, Pntl, 02.401-13kv 1ph: 9031013000 | 9822190 | TRANSF, POTNTL, 1PH, 2401-13KV | 1965-07-01 | 1965-07-01 | WCDXFER
0 | 0 | 0 | 0 | 2024-12-01 | BH Colorado Electric Oper Co | Regulated Electric (122) | WPC Sub 40335 Rocky Ford | WPC Sub 40335 Rocky Ford | 135300 | Transf, Pntl, 02.401-13kv 1ph: 9031013000 | 9701180 | TRANSF, POTNTL, 1PH, 2401-13KV | 1965-07-01 | 1965-07-01 | CPR Conversion
0 | 0 | 0 | 0 | 2024-12-01 | BH Colorado Electric Oper Co | Regulated Electric (122) | WPC Sub 40335 Rocky Ford | WPC Sub 40335 Rocky Ford | 135300 | Transf, Pntl, 35.001-69kv 1ph: 9031069000 | 9974449 | TRANSF, POTNTL, 1PH, 35001-69KV | 1951-07-01 | 1951-07-01 | CPR Conversion
0 | 0 | 0 | 0 | 2024-12-01 | BH Colorado Electric Oper Co | Regulated Electric (122) | WPC Sub 40335 Rocky Ford | WPC Sub 40335 Rocky Ford | 135300 | Transf, Pntl, 35.001-69kv 1ph: 9031069000 | 9822185 | TRANSF, POTNTL, 1PH, 35001-69KV | 1951-07-01 | 1951-07-01 | WCDXFER
0 | 0 | 0 | 0 | 2024-12-01 | BH Colorado Electric Oper Co | Regulated Electric (122) | WPC Sub 40335 Rocky Ford | WPC Sub 40335 Rocky Ford | 135300 | Tx., Curr.-Wind.Type- < 100a: 8752000100 | 9822165 | TX., CURR.-WIND.TYPE- < 100A | 1959-07-01 | 1959-07-01 | WCDXFER
0 | 0 | 0 | 0 | 2024-12-01 | BH Colorado Electric Oper Co | Regulated Electric (122) | WPC Sub 40335 Rocky Ford | WPC Sub 40335 Rocky Ford | 135300 | Tx., Curr.-Wind.Type- < 100a: 8752000100 | 9822164 | TX.-CURRENT, WINDOW TYPE <100A | 1965-07-01 | 1965-07-01 | WCDXFER
0 | 0 | 0 | 0 | 2024-12-01 | BH Colorado Electric Oper Co | Regulated Electric (122) | WPC Sub 40335 Rocky Ford | WPC Sub 40335 Rocky Ford | 135300 | Tx., Curr.-Wind.Type- < 100a: 8752000100 | 9974454 | TX., CURR.-WIND.TYPE- < 100A | 1959-07-01 | 1959-07-01 | CPR Conversion
0 | 0 | 0 | 0 | 2024-12-01 | BH Colorado Electric Oper Co | Regulated Electric (122) | WPC Sub 40335 Rocky Ford | WPC Sub 40335 Rocky Ford | 135300 | Tx., Curr.-Wind.Type- < 100a: 8752000100 | 9974453 | TX.-CURRENT, WINDOW TYPE <100A | 1965-07-01 | 1965-07-01 | CPR Conversion
0 | 0 | 0 | 0 | 2024-12-01 | BH Colorado Electric Oper Co | Regulated Electric (122) | WPC Sub 40335 Rocky Ford | WPC Sub 40335 Rocky Ford | 135300 | Tx., Curr.-Wind.Type-100-600a: 8752000600 | 9822158 | TX.-CURRENT, WINDOW TYPE | 1965-07-01 | 1965-07-01 | WCDXFER
0 | 0 | 0 | 0 | 2024-12-01 | BH Colorado Electric Oper Co | Regulated Electric (122) | WPC Sub 40335 Rocky Ford | WPC Sub 40335 Rocky Ford | 135300 | Tx., Curr.-Wind.Type-100-600a: 8752000600 | 9822191 | TX.-CURRENT, WINDOW TYPE | 1951-07-01 | 1951-07-01 | WCDXFER
0 | 0 | 0 | 0 | 2024-12-01 | BH Colorado Electric Oper Co | Regulated Electric (122) | WPC Sub 40335 Rocky Ford | WPC Sub 40335 Rocky Ford | 135300 | Tx., Curr.-Wind.Type-100-600a: 8752000600 | 9822192 | TX.-CURRENT, WINDOW TYPE | 1963-07-01 | 1963-07-01 | WCDXFER
0 | 0 | 0 | 0 | 2024-12-01 | BH Colorado Electric Oper Co | Regulated Electric (122) | WPC Sub 40335 Rocky Ford | WPC Sub 40335 Rocky Ford | 135300 | Tx., Curr.-Wind.Type-100-600a: 8752000600 | 9974450 | TX.-CURRENT, WINDOW TYPE | 1965-07-01 | 1965-07-01 | CPR Conversion
0 | 0 | 0 | 0 | 2024-12-01 | BH Colorado Electric Oper Co | Regulated Electric (122) | WPC Sub 40335 Rocky Ford | WPC Sub 40335 Rocky Ford | 135300 | Tx., Curr.-Wind.Type-100-600a: 8752000600 | 9974451 | TX.-CURRENT, WINDOW TYPE | 1963-07-01 | 1963-07-01 | CPR Conversion
0 | 0 | 0 | 0 | 2024-12-01 | BH Colorado Electric Oper Co | Regulated Electric (122) | WPC Sub 40335 Rocky Ford | WPC Sub 40335 Rocky Ford | 135300 | Tx., Curr.-Wind.Type-100-600a: 8752000600 | 9693318 | TX.-CURRENT, WINDOW TYPE | 1951-07-01 | 1951-07-01 | CPR Conversion
0 | 0 | 0 | 0 | 2024-12-01 | BH Colorado Electric Oper Co | Regulated Electric (122) | WPC Sub 40335 Rocky Ford | WPC Sub 40335 Rocky Ford | 135300 | Tx., Curr.-Wind.Type-100-600a: 8752000600 | 9822159 | TX., CURR.-WIND.TYPE-100-600A | 1991-07-01 | 1991-07-01 | WCDXFER
0 | 0 | 0 | 0 | 2024-12-01 | BH Colorado Electric Oper Co | Regulated Electric (122) | WPC Sub 40335 Rocky Ford | WPC Sub 40335 Rocky Ford | 135300 | Tx., Curr.-Wind.Type-100-600a: 8752000600 | 9974452 | TX., CURR.-WIND.TYPE-100-600A | 1991-07-01 | 1991-07-01 | CPR Conversion
0 | 0 | 0 | 0 | 2024-12-01 | BH Colorado Electric Oper Co | Regulated Electric (122) | WPC Sub 40335 Rocky Ford | WPC Sub 40335 Rocky Ford | 135300 | Yard Lighting Systems: 7700900000 | 9974448 | YARD LIGHTING SYSTEMS | 1953-07-01 | 1953-07-01 | CPR Conversion
0 | 0 | 0 | 0 | 2024-12-01 | BH Colorado Electric Oper Co | Regulated Electric (122) | WPC Sub 40335 Rocky Ford | WPC Sub 40335 Rocky Ford | 135300 | Yard Lighting Systems: 7700900000 | 9974447 | YRD.LGHTG.SYSTS.-STR&IMPRV. | 1951-07-01 | 1951-07-01 | CPR Conversion
0 | 0 | 0 | 0 | 2024-12-01 | BH Colorado Electric Oper Co | Regulated Electric (122) | WPC Sub 40335 Rocky Ford | WPC Sub 40335 Rocky Ford | 135300 | Yard Lighting Systems: 7700900000 | 9822103 | YRD.LGHTG.SYSTS.-STR&IMPRV. | 1951-07-01 | 1951-07-01 | WCDXFER
0 | 0 | 0 | 0 | 2024-12-01 | BH Colorado Electric Oper Co | Regulated Electric (122) | WPC Sub 40335 Rocky Ford | WPC Sub 40335 Rocky Ford | 135300 | Yard Lighting Systems: 7700900000 | 9822068 | YARD LIGHTING SYSTEMS | 1953-07-01 | 1953-07-01 | WCDXFER
0 | 0 | 0 | 0 | 2024-12-01 | BH Colorado Electric Oper Co | Regulated Electric (122) | WPC Sub 40335 Rocky Ford | WPC Sub 40335 Rocky Ford | 135800 | Cable, Urd-Duplex, 350MCM & Larger: 0852350000 | 9736260 | CABLE UG, 15 KV 1000 MCM | 2008-11-13 | 2008-01-01 | 10026628
0 | 29995.92 | -35.4498 | 30031.3698 | 2024-12-01 | BH Colorado Electric Oper Co | Regulated Electric (122) | WPC Sub 40370 South Fowler Sub | WPC Sub 40370 South Fowler Tap | 135001 | Land: 4481XXXXXX | 36490572 | Land & Easement: Land-6.887 acres & Easement-13.83 acres, SE 1/4 of S32 T22S R59W Otero County Parcel # 435000000106 | 2022-04-20 | 2022-04-01 | 10067128
0 | 14948.11 | -3.1397 | 14951.2497 | 2024-12-01 | BH Colorado Electric Oper Co | Regulated Electric (122) | WPC Sub 40370 South Fowler Sub | WPC Sub 40370 South Fowler Tap | 135003 | Right-Of-Ways - Depreciable: 4564XXXXXX | 36490585 | Depreciable Right-Of-Ways | 2022-04-20 | 2022-04-01 | 10067128
0 | 57154.85 | -12.0048 | 57166.8548 | 2024-12-01 | BH Colorado Electric Oper Co | Regulated Electric (122) | WPC Sub 40370 South Fowler Sub | WPC Sub 40370 South Fowler Tap | 135003 | Right-Of-Ways - Depreciable: 4564XXXXXX | 36493327 | Depreciable Right-Of-Ways | 2022-04-20 | 2022-04-01 | 10067128
0 | 302334.5 | 11913.491 | 290421.009 | 2024-12-01 | BH Colorado Electric Oper Co | Regulated Electric (122) | WPC Sub 40370 South Fowler Sub | WPC Sub 40370 South Fowler Tap | 135205 | Clearing & Grading: 1260000000 | 36490538 | Clearing & Grading | 2022-04-20 | 2022-04-01 | 10067128
0 | 12628.1 | 497.6103 | 12130.4897 | 2024-12-01 | BH Colorado Electric Oper Co | Regulated Electric (122) | WPC Sub 40370 South Fowler Sub | WPC Sub 40370 South Fowler Tap | 135205 | Landscaping: 7701000000 | 36490578 | Landscaping | 2022-04-20 | 2022-04-01 | 10067128
0 | 41704.24 | 1643.3556 | 40060.8844 | 2024-12-01 | BH Colorado Electric Oper Co | Regulated Electric (122) | WPC Sub 40370 South Fowler Sub | WPC Sub 40370 South Fowler Tap | 135205 | Station Rock: 7702000000 | 36490582 | Station Rock | 2022-04-20 | 2022-04-01 | 10067128
1 | 5533.81 | 273.1871 | 5260.6229 | 2024-12-01 | BH Colorado Electric Oper Co | Regulated Electric (122) | WPC Sub 40370 South Fowler Sub | WPC Sub 40370 South Fowler Tap | 135300 | Arrester - 69,001-146,000 Volts: 0211460000 | 36490496 | Arrester - 69,001-146,000 Volts | 2022-04-20 | 2022-01-01 | 10067128
0 | 16345.57 | 806.9303 | 15538.6397 | 2024-12-01 | BH Colorado Electric Oper Co | Regulated Electric (122) | WPC Sub 40370 South Fowler Sub | WPC Sub 40370 South Fowler Tap | 135300 | Batteries, Storage - Station: 0353000000 | 36490535 | Batteries, Storage - Station | 2022-04-20 | 2022-04-01 | 10067128
0 | 0 | 0 | 0 | 2024-12-01 | BH Colorado Electric Oper Co | Regulated Electric (122) | WPC Sub 40370 South Fowler Sub | WPC Sub 40370 South Fowler Tap | 135300 | Batteries, Storage: 0350000000 | 9821897 | BATTERIES, STORAGE | 1990-07-01 | 1990-07-01 | WCDXFER
0 | 0 | 0 | 0 | 2024-12-01 | BH Colorado Electric Oper Co | Regulated Electric (122) | WPC Sub 40370 South Fowler Sub | WPC Sub 40370 South Fowler Tap | 135300 | Batteries, Storage: 0350000000 | 9974446 | BATTERIES, STORAGE | 1990-07-01 | 1990-07-01 | CPR Conversion
0 | 0 | 0 | 0 | 2024-12-01 | BH Colorado Electric Oper Co | Regulated Electric (122) | WPC Sub 40370 South Fowler Sub | WPC Sub 40370 South Fowler Tap | 135300 | Battery Charger: 0300000000 | 9697425 | BATTERY CHARGERS | 1990-07-01 | 1990-07-01 | CPR Conversion
0 | 0 | 0 | 0 | 2024-12-01 | BH Colorado Electric Oper Co | Regulated Electric (122) | WPC Sub 40370 South Fowler Sub | WPC Sub 40370 South Fowler Tap | 135300 | Battery Charger: 0300000000 | 9724152 | BATTERY CHARGER | 1983-07-01 | 1983-07-01 | CPR Conversion
0 | 0 | 0 | 0 | 2024-12-01 | BH Colorado Electric Oper Co | Regulated Electric (122) | WPC Sub 40370 South Fowler Sub | WPC Sub 40370 South Fowler Tap | 135300 | Battery Charger: 0300000000 | 9821869 | BATTERY CHARGER | 1983-07-01 | 1983-07-01 | WCDXFER
0 | 0 | 0 | 0 | 2024-12-01 | BH Colorado Electric Oper Co | Regulated Electric (122) | WPC Sub 40370 South Fowler Sub | WPC Sub 40370 South Fowler Tap | 135300 | Battery Charger: 0300000000 | 9821904 | BATTERY CHARGERS | 1990-07-01 | 1990-07-01 | WCDXFER
1 | 105929.17 | 5229.3958 | 100699.7742 | 2024-12-01 | BH Colorado Electric Oper Co | Regulated Electric (122) | WPC Sub 40370 South Fowler Sub | WPC Sub 40370 South Fowler Tap | 135300 | Breaker, 115 KV: 6212115115 | 36490529 | Breaker, 115 KV | 2022-04-20 | 2022-01-01 | 10067128
0 | 66983.92 | 3306.7892 | 63677.1308 | 2024-12-01 | BH Colorado Electric Oper Co | Regulated Electric (122) | WPC Sub 40370 South Fowler Sub | WPC Sub 40370 South Fowler Tap | 135300 | Bus and Station Conductor: 0770000000 | 36490503 | Bus | 2022-04-20 | 2022-01-01 | 10067128
0 | 22392.32 | 1105.4396 | 21286.8804 | 2024-12-01 | BH Colorado Electric Oper Co | Regulated Electric (122) | WPC Sub 40370 South Fowler Sub | WPC Sub 40370 South Fowler Tap | 135300 | Cable Trench: 1824000000 | 36490510 | Cable Trench | 2022-04-20 | 2022-01-01 | 10067128
0 | 0 | 0 | 0 | 2024-12-01 | BH Colorado Electric Oper Co | Regulated Electric (122) | WPC Sub 40370 South Fowler Sub | WPC Sub 40370 South Fowler Tap | 135300 | Combo-Elec-45-69kv- <= 600amps: 7984106906 | 9974437 | SWITCH,COMBO,ELEC,45001-69K,< | 1983-07-01 | 1983-07-01 | CPR Conversion
0 | 0 | 0 | 0 | 2024-12-01 | BH Colorado Electric Oper Co | Regulated Electric (122) | WPC Sub 40370 South Fowler Sub | WPC Sub 40370 South Fowler Tap | 135300 | Combo-Elec-45-69kv- <= 600amps: 7984106906 | 9822137 | COMBO-ELEC-45-69KV- <= 600AMPS | 1936-07-01 | 1936-07-01 | WCDXFER
0 | 0 | 0 | 0 | 2024-12-01 | BH Colorado Electric Oper Co | Regulated Electric (122) | WPC Sub 40370 South Fowler Sub | WPC Sub 40370 South Fowler Tap | 135300 | Combo-Elec-45-69kv- <= 600amps: 7984106906 | 9822136 | SWITCH,COMBO,ELEC,45001-69K,< | 1983-07-01 | 1983-07-01 | WCDXFER
0 | 0 | 0 | 0 | 2024-12-01 | BH Colorado Electric Oper Co | Regulated Electric (122) | WPC Sub 40370 South Fowler Sub | WPC Sub 40370 South Fowler Tap | 135300 | Combo-Elec-45-69kv- <= 600amps: 7984106906 | 9974438 | COMBO-ELEC-45-69KV- <= 600AMPS | 1936-07-01 | 1936-07-01 | CPR Conversion
0 | 7475.08 | 369.0216 | 7106.0584 | 2024-12-01 | BH Colorado Electric Oper Co | Regulated Electric (122) | WPC Sub 40370 South Fowler Sub | WPC Sub 40370 South Fowler Tap | 135300 | Cond. Control Cable, Other: 0772000000 | 36490507 | Station Conductor | 2022-04-20 | 2022-01-01 | 10067128
0 | 36141.59 | 1784.1986 | 34357.3914 | 2024-12-01 | BH Colorado Electric Oper Co | Regulated Electric (122) | WPC Sub 40370 South Fowler Sub | WPC Sub 40370 South Fowler Tap | 135300 | Conduit, Unknown type: 1825000000 | 36490532 | Station Conduit | 2022-04-20 | 2022-01-01 | 10067128
0 | 6125.24 | 302.3842 | 5822.8558 | 2024-12-01 | BH Colorado Electric Oper Co | Regulated Electric (122) | WPC Sub 40370 South Fowler Sub | WPC Sub 40370 South Fowler Tap | 135300 | Control Bldg w/Relay & Ctrl Panels: 1968000000 | 36490612 | HVAC - Control Building | 2022-04-20 | 2022-04-01 | 10067128
0 | 219485.57 | 10835.3244 | 208650.2456 | 2024-12-01 | BH Colorado Electric Oper Co | Regulated Electric (122) | WPC Sub 40370 South Fowler Sub | WPC Sub 40370 South Fowler Tap | 135300 | Control Bldg w/Relay & Ctrl Panels: 1968000000 | 36490615 | Control Building w/ Relay & Control Panels | 2022-04-20 | 2022-04-01 | 10067128
0 | 0 | 0 | 0 | 2024-12-01 | BH Colorado Electric Oper Co | Regulated Electric (122) | WPC Sub 40370 South Fowler Sub | WPC Sub 40370 South Fowler Tap | 135300 | Estimated Additions: 0010000000 | 35285346 | Construct a new 115/69 kV substation at the South Fowler Tap 115 kV structure and add an 80 MVA 115/69 kV transformer. This WO will cover the 115 kV terminals, bus structures, relay/control, and sectionalizing switches in the new substation. In additio | 2022-04-20 | 2022-04-01 | 10067128
0 | 0 | 0 | 0 | 2024-12-01 | BH Colorado Electric Oper Co | Regulated Electric (122) | WPC Sub 40370 South Fowler Sub | WPC Sub 40370 South Fowler Tap | 135300 | Fence: 3220000000 | 9822007 | FENCE | 1983-07-01 | 1983-07-01 | WCDXFER
0 | 28159.89 | 1390.1668 | 26769.7232 | 2024-12-01 | BH Colorado Electric Oper Co | Regulated Electric (122) | WPC Sub 40370 South Fowler Sub | WPC Sub 40370 South Fowler Tap | 135300 | Fence: 3220000000 | 36490543 | Fence | 2022-04-20 | 2022-04-01 | 10067128
0 | 0 | 0 | 0 | 2024-12-01 | BH Colorado Electric Oper Co | Regulated Electric (122) | WPC Sub 40370 South Fowler Sub | WPC Sub 40370 South Fowler Tap | 135300 | Fence: 3220000000 | 9974445 | FENCE | 1983-07-01 | 1983-07-01 | CPR Conversion
0 | 5556.37 | 274.3008 | 5282.0692 | 2024-12-01 | BH Colorado Electric Oper Co | Regulated Electric (122) | WPC Sub 40370 South Fowler Sub | WPC Sub 40370 South Fowler Tap | 135300 | Foundation, Other: 3369000000 | 36490552 | Foundation, Breaker | 2022-04-20 | 2022-04-01 | 10067128
0 | 5677.53 | 280.2821 | 5397.2479 | 2024-12-01 | BH Colorado Electric Oper Co | Regulated Electric (122) | WPC Sub 40370 South Fowler Sub | WPC Sub 40370 South Fowler Tap | 135300 | Foundation, Other: 3369000000 | 36490559 | Foundation, High Switch | 2022-04-20 | 2022-04-01 | 10067128
0 | 25485.99 | 1258.1646 | 24227.8254 | 2024-12-01 | BH Colorado Electric Oper Co | Regulated Electric (122) | WPC Sub 40370 South Fowler Sub | WPC Sub 40370 South Fowler Tap | 135300 | Foundation, Other: 3369000000 | 36490549 | Foundation, A Frame | 2022-04-20 | 2022-04-01 | 10067128
0 | 17032.59 | 840.8463 | 16191.7437 | 2024-12-01 | BH Colorado Electric Oper Co | Regulated Electric (122) | WPC Sub 40370 South Fowler Sub | WPC Sub 40370 South Fowler Tap | 135300 | Foundation, Other: 3369000000 | 36490562 | Foundation, Low Bus | 2022-04-20 | 2022-04-01 | 10067128
0 | 25267.25 | 1247.3661 | 24019.8839 | 2024-12-01 | BH Colorado Electric Oper Co | Regulated Electric (122) | WPC Sub 40370 South Fowler Sub | WPC Sub 40370 South Fowler Tap | 135300 | Foundation, Other: 3369000000 | 36490555 | Foundation, High Bus | 2022-04-20 | 2022-04-01 | 10067128
0 | 22710.13 | 1121.1289 | 21589.0011 | 2024-12-01 | BH Colorado Electric Oper Co | Regulated Electric (122) | WPC Sub 40370 South Fowler Sub | WPC Sub 40370 South Fowler Tap | 135300 | Foundation, Other: 3369000000 | 36490565 | Foundation, Low Switch | 2022-04-20 | 2022-04-01 | 10067128
0 | 7876.25 | 388.8261 | 7487.4239 | 2024-12-01 | BH Colorado Electric Oper Co | Regulated Electric (122) | WPC Sub 40370 South Fowler Sub | WPC Sub 40370 South Fowler Tap | 135300 | Foundation, Other: 3369000000 | 36490568 | Foundation, Shield Mast | 2022-04-20 | 2022-04-01 | 10067128
0 | 20321.82 | 1003.2255 | 19318.5945 | 2024-12-01 | BH Colorado Electric Oper Co | Regulated Electric (122) | WPC Sub 40370 South Fowler Sub | WPC Sub 40370 South Fowler Tap | 135300 | Foundation, Switchgear: 3363000000 | 36490546 | Foundation, Switchgear | 2022-04-20 | 2022-04-01 | 10067128
0 | 91304.81 | 4507.4363 | 86797.3737 | 2024-12-01 | BH Colorado Electric Oper Co | Regulated Electric (122) | WPC Sub 40370 South Fowler Sub | WPC Sub 40370 South Fowler Tap | 135300 | Grounding Systems, Station: 3920000000 | 36490513 | Grounding Systems, Station | 2022-04-20 | 2022-01-01 | 10067128
0 | 0 | 0 | 0 | 2024-12-01 | BH Colorado Electric Oper Co | Regulated Electric (122) | WPC Sub 40370 South Fowler Sub | WPC Sub 40370 South Fowler Tap | 135300 | Grounding Systems, Station: 3920000000 | 9821996 | GROUNDING SYSTEMS, STATION | 1983-07-01 | 1983-07-01 | WCDXFER
0 | 0 | 0 | 0 | 2024-12-01 | BH Colorado Electric Oper Co | Regulated Electric (122) | WPC Sub 40370 South Fowler Sub | WPC Sub 40370 South Fowler Tap | 135300 | Grounding Systems, Station: 3920000000 | 9974443 | GROUNDING SYSTEMS, STATION | 1983-07-01 | 1983-07-01 | CPR Conversion
0 | 0 | 0 | 0 | 2024-12-01 | BH Colorado Electric Oper Co | Regulated Electric (122) | WPC Sub 40370 South Fowler Sub | WPC Sub 40370 South Fowler Tap | 135300 | Low Prof- Switch Stand - High: 7841080000 | 9822117 | LOW PROF- SWITCH STAND - HIGH | 1983-07-01 | 1983-07-01 | WCDXFER
0 | 0 | 0 | 0 | 2024-12-01 | BH Colorado Electric Oper Co | Regulated Electric (122) | WPC Sub 40370 South Fowler Sub | WPC Sub 40370 South Fowler Tap | 135300 | Low Prof- Switch Stand - High: 7841080000 | 9974441 | LOW PROF- SWITCH STAND - HIGH | 1983-07-01 | 1983-07-01 | CPR Conversion
0 | 0 | 0 | 0 | 2024-12-01 | BH Colorado Electric Oper Co | Regulated Electric (122) | WPC Sub 40370 South Fowler Sub | WPC Sub 40370 South Fowler Tap | 135300 | Low Profile Structure-Foundation: 7841000000 | 9822097 | LOW PROFILE STRUCTURE-FOUNDATION | 1983-07-01 | 1983-07-01 | WCDXFER
0 | 0 | 0 | 0 | 2024-12-01 | BH Colorado Electric Oper Co | Regulated Electric (122) | WPC Sub 40370 South Fowler Sub | WPC Sub 40370 South Fowler Tap | 135300 | Low Profile Structure-Foundation: 7841000000 | 9974444 | LOW PROFILE STRUCTURE-FOUNDATION | 1983-07-01 | 1983-07-01 | CPR Conversion
0 | 0 | 0 | 0 | 2024-12-01 | BH Colorado Electric Oper Co | Regulated Electric (122) | WPC Sub 40370 South Fowler Sub | WPC Sub 40370 South Fowler Tap | 135300 | Pole, Wood, 30' - 40': 6161400000 | 9822386 | POLE, WOOD, 30' TO 40' | 1967-07-01 | 1967-07-01 | WCDXFER
0 | 0 | 0 | 0 | 2024-12-01 | BH Colorado Electric Oper Co | Regulated Electric (122) | WPC Sub 40370 South Fowler Sub | WPC Sub 40370 South Fowler Tap | 135300 | Pole, Wood, 30' - 40': 6161400000 | 9974442 | POLE, WOOD, 30' TO 40' | 1967-07-01 | 1967-07-01 | CPR Conversion
0 | 0 | 0 | 0 | 2024-12-01 | BH Colorado Electric Oper Co | Regulated Electric (122) | WPC Sub 40370 South Fowler Sub | WPC Sub 40370 South Fowler Tap | 135300 | Rect Bus Bar, Alum, Under 3": 0771102000 | 9706635 | RECT BUS BAR, ALUM, UNDER 3" | 1983-07-01 | 1983-07-01 | CPR Conversion
0 | 0 | 0 | 0 | 2024-12-01 | BH Colorado Electric Oper Co | Regulated Electric (122) | WPC Sub 40370 South Fowler Sub | WPC Sub 40370 South Fowler Tap | 135300 | Rect Bus Bar, Alum, Under 3": 0771102000 | 9821896 | RECT BUS BAR, ALUM, UNDER 3" | 1983-07-01 | 1983-07-01 | WCDXFER
0 | 4163.71 | 205.5495 | 3958.1605 | 2024-12-01 | BH Colorado Electric Oper Co | Regulated Electric (122) | WPC Sub 40370 South Fowler Sub | WPC Sub 40370 South Fowler Tap | 135300 | Scada Equip - Not Available: 8191000000 | 36490521 | Scada Equip - Not Available | 2022-04-20 | 2022-01-01 | 10067128
0 | 1381.55 | 68.2029 | 1313.3471 | 2024-12-01 | BH Colorado Electric Oper Co | Regulated Electric (122) | WPC Sub 40370 South Fowler Sub | WPC Sub 40370 South Fowler Tap | 135300 | SECURITY SYSTEM: 0630000027 | 36490609 | Locks | 2022-04-20 | 2022-04-01 | 10067128
0 | 7888.46 | 389.4289 | 7499.0311 | 2024-12-01 | BH Colorado Electric Oper Co | Regulated Electric (122) | WPC Sub 40370 South Fowler Sub | WPC Sub 40370 South Fowler Tap | 135300 | Structure: 7911100000 | 36490598 | Steel, Low Bus | 2022-04-20 | 2022-04-01 | 10067128
0 | 18232.54 | 900.0842 | 17332.4558 | 2024-12-01 | BH Colorado Electric Oper Co | Regulated Electric (122) | WPC Sub 40370 South Fowler Sub | WPC Sub 40370 South Fowler Tap | 135300 | Structure: 7911100000 | 36490592 | Steel, High 3Ph Bus | 2022-04-20 | 2022-04-01 | 10067128
0 | 23934.41 | 1181.5679 | 22752.8421 | 2024-12-01 | BH Colorado Electric Oper Co | Regulated Electric (122) | WPC Sub 40370 South Fowler Sub | WPC Sub 40370 South Fowler Tap | 135300 | Structure: 7911100000 | 36490602 | Steel, Low Switch | 2022-04-20 | 2022-04-01 | 10067128
0 | 82258.58 | 4060.8519 | 78197.7281 | 2024-12-01 | BH Colorado Electric Oper Co | Regulated Electric (122) | WPC Sub 40370 South Fowler Sub | WPC Sub 40370 South Fowler Tap | 135300 | Structure: 7911100000 | 36490588 | Steel, A Frame DE | 2022-04-20 | 2022-04-01 | 10067128
0 | 14905.3 | 735.8286 | 14169.4714 | 2024-12-01 | BH Colorado Electric Oper Co | Regulated Electric (122) | WPC Sub 40370 South Fowler Sub | WPC Sub 40370 South Fowler Tap | 135300 | Structure: 7911100000 | 36490606 | Steel - Shield Mast | 2022-04-20 | 2022-04-01 | 10067128
0 | 7002.5 | 345.6918 | 6656.8082 | 2024-12-01 | BH Colorado Electric Oper Co | Regulated Electric (122) | WPC Sub 40370 South Fowler Sub | WPC Sub 40370 South Fowler Tap | 135300 | Structure: 7911100000 | 36490595 | Steel, High Switch | 2022-04-20 | 2022-04-01 | 10067128
6 | 148786.95 | 7345.152 | 141441.798 | 2024-12-01 | BH Colorado Electric Oper Co | Regulated Electric (122) | WPC Sub 40370 South Fowler Sub | WPC Sub 40370 South Fowler Tap | 135300 | Switches - Over 34500v: 7986900000 | 36490517 | Switches 115kV | 2022-04-20 | 2022-01-01 | 10067128
0 | 0 | 0 | 0 | 2024-12-01 | BH Colorado Electric Oper Co | Regulated Electric (122) | WPC Sub 40370 South Fowler Sub | WPC Sub 40370 South Fowler Tap | 135300 | Telemeter Eq - Receiver: 8192030000 | 9822172 | TELEMETERING-RECEIVER | 1979-07-01 | 1979-07-01 | WCDXFER
0 | 0 | 0 | 0 | 2024-12-01 | BH Colorado Electric Oper Co | Regulated Electric (122) | WPC Sub 40370 South Fowler Sub | WPC Sub 40370 South Fowler Tap | 135300 | Telemeter Eq - Receiver: 8192030000 | 9974439 | TELEMETERING-RECEIVER | 1979-07-01 | 1979-07-01 | CPR Conversion
0 | 0 | 0 | 0 | 2024-12-01 | BH Colorado Electric Oper Co | Regulated Electric (122) | WPC Sub 40370 South Fowler Sub | WPC Sub 40370 South Fowler Tap | 135300 | Telemeter Eq - Receiver: 8192030000 | 9974440 | TELEMETERING EQ - RECEIVER | 1967-07-01 | 1967-07-01 | CPR Conversion
0 | 0 | 0 | 0 | 2024-12-01 | BH Colorado Electric Oper Co | Regulated Electric (122) | WPC Sub 40370 South Fowler Sub | WPC Sub 40370 South Fowler Tap | 135300 | Telemeter Eq - Receiver: 8192030000 | 9822173 | TELEMETERING EQ - RECEIVER | 1967-07-01 | 1967-07-01 | WCDXFER
1 | 43161.13 | 2130.7316 | 41030.3984 | 2024-12-01 | BH Colorado Electric Oper Co | Regulated Electric (122) | WPC Sub 40370 South Fowler Sub | WPC Sub 40370 South Fowler Tap | 135300 | Transf Instr Cur Pot Volt Ccvolt: | 36490525 | CVT | 2022-04-20 | 2022-01-01 | 10067128
1 | 16057.36 | 792.7022 | 15264.6578 | 2024-12-01 | BH Colorado Electric Oper Co | Regulated Electric (122) | WPC Sub 40370 South Fowler Sub | WPC Sub 40370 South Fowler Tap | 135300 | Transformer, Station Service: | 36490620 | Transformer, Station Service | 2022-04-20 | 2022-04-01 | 10067128
0 | 10030.73 | 495.1861 | 9535.5439 | 2024-12-01 | BH Colorado Electric Oper Co | Regulated Electric (122) | WPC Sub 40370 South Fowler Sub | WPC Sub 40370 South Fowler Tap | 135300 | Yard Lighting Systems: 7700900000 | 36490575 | Yard Lighting Systems | 2022-04-20 | 2022-04-01 | 10067128
0 | 0 | 0 | 0 | 2024-12-01 | BH Colorado Electric Oper Co | Regulated Electric (122) | WPC Sub 40509 Manzanola | WPC Sub 40509 Manzanola | 135300 | Reclosers-Electronic Control: 6552000000 | 9761176 | VACUUM CIRCUIT RECLOSERS | 2000-03-01 | 2000-01-01 | 7105399132
0 | 0 | 0 | 0 | 2024-12-01 | BH Colorado Electric Oper Co | Regulated Electric (122) | WPC Sub 40509 Manzanola | WPC Sub 40509 Manzanola | 135300 | Reclosers-Electronic Control: 6552000000 | 9765697 | VACUUM CIRCUIT RECLOSERS | 2000-03-01 | 2000-01-01 | 7105399132
0 | 0 | 0 | 0 | 2024-12-01 | BH Colorado Electric Oper Co | Regulated Electric (122) | WPC Sub 40509 Manzanola | WPC Sub 40509 Manzanola | 135600 | Estimated Additions: 0010000000 | 9747509 | Arrestor & Switch-Manzanola | 2006-12-20 | 2006-12-01 | 10020975
0 | 0 | 0 | 0 | 2024-12-01 | BH Colorado Electric Oper Co | Regulated Electric (122) | WPC Sub 40528 Manzanola REA | WPC Sub 40528 Manzanola REA | 135300 | Reclosers-1 Phase-2400-15000v: 6551015000 | 9761156 | RECLOSERS-1 PHASE-2400-15000V | 1997-07-31 | 2000-01-01 | 23550097
0 | 0 | 0 | 0 | 2024-12-01 | BH Colorado Electric Oper Co | Regulated Electric (122) | WPC Sub 40528 Manzanola REA | WPC Sub 40528 Manzanola REA | 135300 | Reclosers-1 Phase-2400-15000v: 6551015000 | 9973785 | RECLOSERS-1 PHASE-2400-15000V | 1997-07-31 | 2000-01-01 | 23550097
0 | 0 | 0 | 0 | 2024-12-01 | BH Colorado Electric Oper Co | Regulated Electric (122) | WPC Sub 40528 Manzanola REA | WPC Sub 40528 Manzanola REA | 135300 | Reclosers-Electronic Control: 6552000000 | 9765696 | VACUUM CIRCUIT RECLOSERS | 2000-03-01 | 2000-01-01 | 7105399132
0 | 0 | 0 | 0 | 2024-12-01 | BH Colorado Electric Oper Co | Regulated Electric (122) | WPC Sub 40528 Manzanola REA | WPC Sub 40528 Manzanola REA | 135300 | Reclosers-Electronic Control: 6552000000 | 9761177 | VACUUM CIRCUIT RECLOSERS | 2000-03-01 | 2000-01-01 | 7105399132
0 | 0 | 0 | 0 | 2024-12-01 | BH Colorado Electric Oper Co | Regulated Electric (122) | WPC Sub 40529 Ordway 13.8 | WPC Sub 40529 Ordway 13.8 | 135300 | Estimated Additions: 0010000000 | 24489010 | Replace (3) 25kV Bushings at Ordway Substation | 2018-06-12 | 2018-11-01 | 10057844
1 | 1632535.02 | 347382.1803 | 1285152.8397 | 2024-12-01 | BH Colorado Electric Oper Co | Regulated Electric (122) | WPC Sub 40671 BACULITE MESA | WPC Sub 40671 BACULITE MESA | 135200 | Roads: 7701300000 | 20534542 | SHARED-PETE JIMINEZ TURNING LANE/SITE ACCESS | 2011-04-20 | 2011-04-01 | 50507XFER
1 | 3398854.22 | 669659.1507 | 2729195.0693 | 2024-12-01 | BH Colorado Electric Oper Co | Regulated Electric (122) | WPC Sub 40671 BACULITE MESA | WPC Sub 40671 BACULITE MESA | 135200 | Roads: 7701300000 | 20534549 | SHARED-ROAD PAGS SITE ACCESS | 2012-01-01 | 2012-01-01 | 50507XFER
0 | 0 | 0 | 0 | 2024-12-01 | BH Colorado Electric Oper Co | Regulated Electric (122) | WPC Sub 40671 BACULITE MESA | WPC Sub 40671 BACULITE MESA | 135300 | A dummy retirement unit: | 11499636 | A dummy retirement unit | 2011-04-20 | 2011-04-20 | 10027441
0 | 0 | 0 | 0 | 2024-12-01 | BH Colorado Electric Oper Co | Regulated Electric (122) | WPC Sub 40671 BACULITE MESA | WPC Sub 40671 BACULITE MESA | 135300 | A dummy retirement unit: | 20726335 | A dummy retirement unit | 2016-12-29 | 2016-12-01 | 10055055
0 | 0 | 0 | 0 | 2024-12-01 | BH Colorado Electric Oper Co | Regulated Electric (122) | WPC Sub 40671 BACULITE MESA | WPC Sub 40671 BACULITE MESA | 135300 | A dummy retirement unit: | 20726213 | A dummy retirement unit | 2016-12-29 | 2016-12-01 | 10030022
0 | 0 | 0 | 0 | 2024-12-01 | BH Colorado Electric Oper Co | Regulated Electric (122) | WPC Sub 40671 BACULITE MESA | WPC Sub 40671 BACULITE MESA | 135300 | A dummy retirement unit: | 20726314 | A dummy retirement unit | 2016-12-29 | 2016-12-01 | 10051316
0 | 0 | 0 | 0 | 2024-12-01 | BH Colorado Electric Oper Co | Regulated Electric (122) | WPC Sub 40671 BACULITE MESA | WPC Sub 40671 BACULITE MESA | 135300 | A dummy retirement unit: | 20726227 | A dummy retirement unit | 2016-12-29 | 2016-12-01 | 10030027
15 | 41818.96 | 11148.1515 | 30670.8085 | 2024-12-01 | BH Colorado Electric Oper Co | Regulated Electric (122) | WPC Sub 40671 BACULITE MESA | WPC Sub 40671 BACULITE MESA | 135300 | Arrester - Other DNU: | 20534528 | PAGS (T): ARRESTORS 96KV, VSTAR ANSI | 2011-04-20 | 2011-01-01 | 50507XFER
0 | 56735.97 | 5041.5827 | 51694.3873 | 2024-12-01 | BH Colorado Electric Oper Co | Regulated Electric (122) | WPC Sub 40671 BACULITE MESA | WPC Sub 40671 BACULITE MESA | 135300 | Batteries, Storage: 0350000000 | 31725708 | Batteries, Storage | 2020-02-21 | 2020-02-01 | 10068608
14 | 2154880.25 | 574450.7137 | 1580429.5363 | 2024-12-01 | BH Colorado Electric Oper Co | Regulated Electric (122) | WPC Sub 40671 BACULITE MESA | WPC Sub 40671 BACULITE MESA | 135300 | Breaker, 115 KV: 6212115115 | 20534493 | 115KV CIRCUIT BREAKERS | 2011-04-20 | 2011-01-01 | 50507XFER
1 | 286590.96 | 48103.5676 | 238487.3924 | 2024-12-01 | BH Colorado Electric Oper Co | Regulated Electric (122) | WPC Sub 40671 BACULITE MESA | WPC Sub 40671 BACULITE MESA | 135300 | Breaker, 115 KV: 6212115115 | 20725526 | 115kV SF6 Circuit Breaker | 2016-12-29 | 2016-01-01 | 10030024
1 | 1986224.06 | 529490.1324 | 1456733.9276 | 2024-12-01 | BH Colorado Electric Oper Co | Regulated Electric (122) | WPC Sub 40671 BACULITE MESA | WPC Sub 40671 BACULITE MESA | 135300 | Building - Station Control: 0630000026 | 20534577 | SWITCHYARD CONTROL BUILDING-13 PANELS | 2011-04-20 | 2011-04-01 | 50507XFER
1 | 1951771.06 | 520305.6079 | 1431465.4521 | 2024-12-01 | BH Colorado Electric Oper Co | Regulated Electric (122) | WPC Sub 40671 BACULITE MESA | WPC Sub 40671 BACULITE MESA | 135300 | BUILDING STRUCTURE: 0630100000 | 20534584 | SWITCHYARD STEEL STRUCTURE | 2011-04-20 | 2011-04-01 | 50507XFER
1 | 394634.97 | 105202.2915 | 289432.6785 | 2024-12-01 | BH Colorado Electric Oper Co | Regulated Electric (122) | WPC Sub 40671 BACULITE MESA | WPC Sub 40671 BACULITE MESA | 135300 | Bus and Station Conductor: 0770000000 | 20534500 | Bus and Station Conductor | 2011-04-20 | 2011-01-01 | 50507XFER
0 | 124180.92 | 20843.4532 | 103337.4668 | 2024-12-01 | BH Colorado Electric Oper Co | Regulated Electric (122) | WPC Sub 40671 BACULITE MESA | WPC Sub 40671 BACULITE MESA | 135300 | Controls - Station: 1969000000 | 20725521 | 1 Lot Switchyard Control and Protection | 2016-12-29 | 2016-12-01 | 10030023
0 | 0 | 0 | 0 | 2024-12-01 | BH Colorado Electric Oper Co | Regulated Electric (122) | WPC Sub 40671 BACULITE MESA | WPC Sub 40671 BACULITE MESA | 135300 | Estimated Additions: 0010000000 | 28830337 | Replace existing door and/or locking mechanisms for Baculite Mesa Substation to allow for compliance with NERC CIP Low Impact Standards. | 2019-12-16 | 2020-01-01 | 10068545
0 | 0 | 0 | 0 | 2024-12-01 | BH Colorado Electric Oper Co | Regulated Electric (122) | WPC Sub 40671 BACULITE MESA | WPC Sub 40671 BACULITE MESA | 135300 | Estimated Additions: 0010000000 | 29101039 | Replacing the ALCAD 240 Ah battery bank with a Enersys EC-07M 290Ah Battery bank solution. Also installing a DC manual transfer switch and wall penetration for backup DC capabilities. | 2020-02-21 | 2020-03-01 | 10068608
0 | 0 | 0 | 0 | 2024-12-01 | BH Colorado Electric Oper Co | Regulated Electric (122) | WPC Sub 40671 BACULITE MESA | WPC Sub 40671 BACULITE MESA | 135300 | Estimated Additions: 0010000000 | 28425986 | Replace existing door and/or locking mechanisms for Baculite Mesa Substation to allow for compliance with NERC CIP Low Impact Standards. | 2019-12-16 | 2019-12-01 | 10068545
0 | 0 | 0 | 0 | 2024-12-01 | BH Colorado Electric Oper Co | Regulated Electric (122) | WPC Sub 40671 BACULITE MESA | WPC Sub 40671 BACULITE MESA | 135300 | Estimated Additions: 0010000000 | 29083402 | Replacing the ALCAD 240 Ah battery bank with a Enersys EC-07M 290Ah Battery bank solution. Also installing a DC manual transfer switch and wall penetration for backup DC capabilities. | 2020-02-21 | 2020-03-01 | 10068608
0 | 0 | 0 | 0 | 2024-12-01 | BH Colorado Electric Oper Co | Regulated Electric (122) | WPC Sub 40671 BACULITE MESA | WPC Sub 40671 BACULITE MESA | 135300 | Estimated Additions: 0010000000 | 29646505 | Replace existing door and/or locking mechanisms for Baculite Mesa Substation to allow for compliance with NERC CIP Low Impact Standards. | 2019-12-16 | 2020-07-01 | 10068545
0 | 0 | 0 | 0 | 2024-12-01 | BH Colorado Electric Oper Co | Regulated Electric (122) | WPC Sub 40671 BACULITE MESA | WPC Sub 40671 BACULITE MESA | 135300 | Estimated Additions: 0010000000 | 11249546 | BACULITE MESA SUBSTATION | 2011-04-20 | 2012-01-01 | 10027441
0 | 0 | 0 | 0 | 2024-12-01 | BH Colorado Electric Oper Co | Regulated Electric (122) | WPC Sub 40671 BACULITE MESA | WPC Sub 40671 BACULITE MESA | 135300 | Estimated Additions: 0010000000 | 28979789 | Replace existing door and/or locking mechanisms for Baculite Mesa Substation to allow for compliance with NERC CIP Low Impact Standards. | 2019-12-16 | 2020-02-01 | 10068545
0 | 0 | 0 | 0 | 2024-12-01 | BH Colorado Electric Oper Co | Regulated Electric (122) | WPC Sub 40671 BACULITE MESA | WPC Sub 40671 BACULITE MESA | 135300 | Estimated Additions: 0010000000 | 28979792 | Replacing the ALCAD 240 Ah battery bank with a Enersys EC-07M 290Ah Battery bank solution. Also installing a DC manual transfer switch and wall penetration for backup DC capabilities. | 2020-02-21 | 2020-02-01 | 10068608
0 | 0 | 0 | 0 | 2024-12-01 | BH Colorado Electric Oper Co | Regulated Electric (122) | WPC Sub 40671 BACULITE MESA | WPC Sub 40671 BACULITE MESA | 135300 | Estimated Additions: 0010000000 | 30577496 | Replacing the ALCAD 240 Ah battery bank with a Enersys EC-07M 290Ah Battery bank solution. Also installing a DC manual transfer switch and wall penetration for backup DC capabilities. | 2020-02-21 | 2020-12-01 | 10068608
65 | 65046.25 | 17340.1119 | 47706.1381 | 2024-12-01 | BH Colorado Electric Oper Co | Regulated Electric (122) | WPC Sub 40671 BACULITE MESA | WPC Sub 40671 BACULITE MESA | 135300 | Insulator: | 20534535 | PAGS: (T) INSULATORS | 2011-04-20 | 2011-01-01 | 50507XFER
1 | 113162.47 | 5586.4815 | 107575.9885 | 2024-12-01 | BH Colorado Electric Oper Co | Regulated Electric (122) | WPC Sub 40671 BACULITE MESA | WPC Sub 40671 BACULITE MESA | 135300 | Panel - Other: 5950900000 | 35944596 | Panel - DME (Disturbance Monitoring Equip) | 2022-05-17 | 2022-05-01 | 10077631
0 | 7078.57 | 768.7835 | 6309.7865 | 2024-12-01 | BH Colorado Electric Oper Co | Regulated Electric (122) | WPC Sub 40671 BACULITE MESA | WPC Sub 40671 BACULITE MESA | 135300 | SECURITY SYSTEM: 0630000027 | 33375819 | SECURITY SYSTEM | 2019-12-16 | 2019-12-01 | 10068545
1 | 193299.46 | 51530.0155 | 141769.4445 | 2024-12-01 | BH Colorado Electric Oper Co | Regulated Electric (122) | WPC Sub 40671 BACULITE MESA | WPC Sub 40671 BACULITE MESA | 135300 | STATION SERVICE TRANSFORMER: 8607400000 | 20534591 | TRANSFORMER: SERVICE SSVT 550-100 | 2011-04-20 | 2011-04-01 | 50507XFER
1 | 88088.95 | 14785.5074 | 73303.4426 | 2024-12-01 | BH Colorado Electric Oper Co | Regulated Electric (122) | WPC Sub 40671 BACULITE MESA | WPC Sub 40671 BACULITE MESA | 135300 | Structure - Steel: 7841085000 | 20726079 | Tubular Steel Take-Off Structure | 2016-12-29 | 2016-12-01 | 10030025
2 | 211759.81 | 56451.1991 | 155308.6109 | 2024-12-01 | BH Colorado Electric Oper Co | Regulated Electric (122) | WPC Sub 40671 BACULITE MESA | WPC Sub 40671 BACULITE MESA | 135300 | Structure: 7911100000 | 20534507 | DOUBLE CIRCUIT DEADEND 85 FT | 2011-04-20 | 2011-04-01 | 50507XFER
2 | 105879.91 | 28225.6009 | 77654.3091 | 2024-12-01 | BH Colorado Electric Oper Co | Regulated Electric (122) | WPC Sub 40671 BACULITE MESA | WPC Sub 40671 BACULITE MESA | 135300 | Structure: 7911100000 | 20534570 | SINGLE CIRCUIT DEADEND-80 FT | 2011-04-20 | 2011-04-01 | 50507XFER
1 | 96672.96 | 25771.2005 | 70901.7595 | 2024-12-01 | BH Colorado Electric Oper Co | Regulated Electric (122) | WPC Sub 40671 BACULITE MESA | WPC Sub 40671 BACULITE MESA | 135300 | Structure: 7911100000 | 20534563 | SINGLE CIRCUIT DEADEND-75 FT | 2011-04-20 | 2011-04-01 | 50507XFER
1 | 46034.74 | 12271.9995 | 33762.7405 | 2024-12-01 | BH Colorado Electric Oper Co | Regulated Electric (122) | WPC Sub 40671 BACULITE MESA | WPC Sub 40671 BACULITE MESA | 135300 | Structure: 7911100000 | 20534556 | SINGLE CIRCUIT DEADEND 70 FT | 2011-04-20 | 2011-04-01 | 50507XFER
410 | 904262.82 | 241059.531 | 663203.289 | 2024-12-01 | BH Colorado Electric Oper Co | Regulated Electric (122) | WPC Sub 40671 BACULITE MESA | WPC Sub 40671 BACULITE MESA | 135300 | Switches-Disconnect >= 115kv: | 20534521 | PAGS (T): 115KV DISCONNECT SWITCHES | 2011-04-20 | 2011-01-01 | 50507XFER
1 | 35258.42 | 5918.0366 | 29340.3834 | 2024-12-01 | BH Colorado Electric Oper Co | Regulated Electric (122) | WPC Sub 40671 BACULITE MESA | WPC Sub 40671 BACULITE MESA | 135300 | TRANSFORMER, VOLTAGE: 8608500000 | 20725508 | Capacitor Voltage Transformer (CVT) sn 5061883-001 | 2016-12-29 | 2016-12-01 | 10030021
28 | 549353.77 | 146447.4257 | 402906.3443 | 2024-12-01 | BH Colorado Electric Oper Co | Regulated Electric (122) | WPC Sub 40671 BACULITE MESA | WPC Sub 40671 BACULITE MESA | 135300 | TRANSFORMER, VOLTAGE: 8608500000 | 20534514 | PAGS (T): 115KV CAP. VOLTAGE TRANSFORMER | 2011-04-20 | 2011-01-01 | 50507XFER
1 | 35258.42 | 5918.0366 | 29340.3834 | 2024-12-01 | BH Colorado Electric Oper Co | Regulated Electric (122) | WPC Sub 40671 BACULITE MESA | WPC Sub 40671 BACULITE MESA | 135300 | TRANSFORMER, VOLTAGE: 8608500000 | 20725513 | Capacitor Voltage Transformer (CVT) sn 5061883-002 | 2016-12-29 | 2016-12-01 | 10030021
1 | 35258.43 | 5918.0383 | 29340.3917 | 2024-12-01 | BH Colorado Electric Oper Co | Regulated Electric (122) | WPC Sub 40671 BACULITE MESA | WPC Sub 40671 BACULITE MESA | 135300 | TRANSFORMER, VOLTAGE: 8608500000 | 20725516 | Capacitor Voltage Transformer (CVT) sn 5061883-003 | 2016-12-29 | 2016-12-01 | 10030021
1 | 1045531.06 | 222475.3863 | 823055.6737 | 2024-12-01 | BH Colorado Electric Oper Co | Regulated Electric (122) | WPC Sub 40672 NYBERG | WPC Sub 40672 NYBERG | 135200 | Building - Station Control: 0630000026 | 11545262 | BUILDING:STATION CONTROL | 2011-03-04 | 2011-07-01 | 10027650
1 | 10678.2 | 2272.1818 | 8406.0182 | 2024-12-01 | BH Colorado Electric Oper Co | Regulated Electric (122) | WPC Sub 40672 NYBERG | WPC Sub 40672 NYBERG | 135200 | Fence: 3220000000 | 11545256 | FENCE | 2011-03-04 | 2011-07-01 | 10027650
9 | 6006.47 | 1601.2124 | 4405.2576 | 2024-12-01 | BH Colorado Electric Oper Co | Regulated Electric (122) | WPC Sub 40672 NYBERG | WPC Sub 40672 NYBERG | 135300 | Arrester - 0-10,000 Volts: 0210100000 | 11545219 | ARRESTORS | 2011-03-04 | 2011-01-01 | 10027650
3 | 2638.63 | 442.8874 | 2195.7426 | 2024-12-01 | BH Colorado Electric Oper Co | Regulated Electric (122) | WPC Sub 40672 NYBERG | WPC Sub 40672 NYBERG | 135300 | Arrester - 69,001-146,000 Volts: 0211460000 | 25466436 | Arrester - 69,001-146,000 Volts | 2016-01-14 | 2016-01-01 | 10051574
1 | 98983.7 | 16614.1636 | 82369.5364 | 2024-12-01 | BH Colorado Electric Oper Co | Regulated Electric (122) | WPC Sub 40672 NYBERG | WPC Sub 40672 NYBERG | 135300 | Breaker, 115 KV: 6212115115 | 25466453 | Breaker, 115 KV | 2016-01-14 | 2016-01-01 | 10051574
3 | 385539.56 | 102777.6255 | 282761.9345 | 2024-12-01 | BH Colorado Electric Oper Co | Regulated Electric (122) | WPC Sub 40672 NYBERG | WPC Sub 40672 NYBERG | 135300 | Breaker, 115 KV: 6212115115 | 11545238 | BREAKER: 115 KV 2000 AMP 40KA | 2011-03-04 | 2011-01-01 | 10027650
3950 | 60632.1 | 16163.3822 | 44468.7178 | 2024-12-01 | BH Colorado Electric Oper Co | Regulated Electric (122) | WPC Sub 40672 NYBERG | WPC Sub 40672 NYBERG | 135300 | Bus and Station Conductor: 0770000000 | 11545226 | BUS AND STATION CONDUCTOR | 2011-03-04 | 2011-01-01 | 10027650
1 | 74438.23 | 12494.2686 | 61943.9614 | 2024-12-01 | BH Colorado Electric Oper Co | Regulated Electric (122) | WPC Sub 40672 NYBERG | WPC Sub 40672 NYBERG | 135300 | Cable Trench: 1824000000 | 25466441 | Cable Trench | 2016-01-14 | 2016-01-01 | 10051574
1 | 56941.44 | 15179.5214 | 41761.9186 | 2024-12-01 | BH Colorado Electric Oper Co | Regulated Electric (122) | WPC Sub 40672 NYBERG | WPC Sub 40672 NYBERG | 135300 | Clearing & Grading: 1260000000 | 11545253 | CLEARING AND GRADING | 2011-03-04 | 2011-07-01 | 10027650
1 | 214746.54 | 36044.6634 | 178701.8766 | 2024-12-01 | BH Colorado Electric Oper Co | Regulated Electric (122) | WPC Sub 40672 NYBERG | WPC Sub 40672 NYBERG | 135300 | Communications - JMUX Equip: | 25466450 | Communications - JMUX Equip | 2016-01-14 | 2016-01-01 | 10051574
9375 | 89077.74 | 23746.4571 | 65331.2829 | 2024-12-01 | BH Colorado Electric Oper Co | Regulated Electric (122) | WPC Sub 40672 NYBERG | WPC Sub 40672 NYBERG | 135300 | Conduit, Unknown type: 1825000000 | 11545241 | CONDUIT AND FITTINGS | 2011-03-04 | 2011-01-01 | 10027650
0 | 0 | 0 | 0 | 2024-12-01 | BH Colorado Electric Oper Co | Regulated Electric (122) | WPC Sub 40672 NYBERG | WPC Sub 40672 NYBERG | 135300 | Estimated Additions: 0010000000 | 28413192 | Replace existing door and/or locking mechanisms for Nyberg Substation to allow for compliance with NERC CIP Low Impact Standards. | 2019-12-16 | 2019-12-01 | 10068553
0 | 0 | 0 | 0 | 2024-12-01 | BH Colorado Electric Oper Co | Regulated Electric (122) | WPC Sub 40672 NYBERG | WPC Sub 40672 NYBERG | 135300 | Estimated Additions: 0010000000 | 11315054 | NYBERG SUBSTATION | 2011-03-04 | 2012-03-01 | 10027650
0 | 0 | 0 | 0 | 2024-12-01 | BH Colorado Electric Oper Co | Regulated Electric (122) | WPC Sub 40672 NYBERG | WPC Sub 40672 NYBERG | 135300 | Estimated Additions: 0010000000 | 29646547 | Replace existing door and/or locking mechanisms for Nyberg Substation to allow for compliance with NERC CIP Low Impact Standards. | 2019-12-16 | 2020-07-01 | 10068553
0 | 0 | 0 | 0 | 2024-12-01 | BH Colorado Electric Oper Co | Regulated Electric (122) | WPC Sub 40672 NYBERG | WPC Sub 40672 NYBERG | 135300 | Estimated Additions: 0010000000 | 10950968 | NYBERG SUBSTATION | 2011-03-04 | 2011-07-01 | 10027650
0 | 0 | 0 | 0 | 2024-12-01 | BH Colorado Electric Oper Co | Regulated Electric (122) | WPC Sub 40672 NYBERG | WPC Sub 40672 NYBERG | 135300 | Estimated Additions: 0010000000 | 28830355 | Replace existing door and/or locking mechanisms for Nyberg Substation to allow for compliance with NERC CIP Low Impact Standards. | 2019-12-16 | 2020-01-01 | 10068553
0 | 0 | 0 | 0 | 2024-12-01 | BH Colorado Electric Oper Co | Regulated Electric (122) | WPC Sub 40672 NYBERG | WPC Sub 40672 NYBERG | 135300 | Estimated Additions: 0010000000 | 14696728 | Nyberg Line Terminal | 2016-01-14 | 2016-04-01 | 10051574
6 | 66516.76 | 11164.6699 | 55352.0901 | 2024-12-01 | BH Colorado Electric Oper Co | Regulated Electric (122) | WPC Sub 40672 NYBERG | WPC Sub 40672 NYBERG | 135300 | Foundation, Other: 3369000000 | 25466456 | Foundation, Other | 2016-01-14 | 2016-04-01 | 10051574
50 | 249288.98 | 66455.7729 | 182833.2071 | 2024-12-01 | BH Colorado Electric Oper Co | Regulated Electric (122) | WPC Sub 40672 NYBERG | WPC Sub 40672 NYBERG | 135300 | Foundation, Other: 3369000000 | 11545259 | FOUNDATIONS | 2011-03-04 | 2011-07-01 | 10027650
1 | 80306.66 | 21408.2514 | 58898.4086 | 2024-12-01 | BH Colorado Electric Oper Co | Regulated Electric (122) | WPC Sub 40672 NYBERG | WPC Sub 40672 NYBERG | 135300 | Grounding Systems, Station: 3920000000 | 11545232 | GROUNDING SYSTEM STATION | 2011-03-04 | 2011-01-01 | 10027650
1 | 22392.03 | 3758.4456 | 18633.5844 | 2024-12-01 | BH Colorado Electric Oper Co | Regulated Electric (122) | WPC Sub 40672 NYBERG | WPC Sub 40672 NYBERG | 135300 | Grounding Systems, Station: 3920000000 | 25466444 | Grounding Systems, Station | 2016-01-14 | 2016-01-01 | 10051574
48 | 22424.18 | 5977.8664 | 16446.3136 | 2024-12-01 | BH Colorado Electric Oper Co | Regulated Electric (122) | WPC Sub 40672 NYBERG | WPC Sub 40672 NYBERG | 135300 | Insulator: | 11545247 | INSULATORS | 2011-03-04 | 2011-01-01 | 10027650
1 | 9897.33 | 2638.4428 | 7258.8872 | 2024-12-01 | BH Colorado Electric Oper Co | Regulated Electric (122) | WPC Sub 40672 NYBERG | WPC Sub 40672 NYBERG | 135300 | Line Trap: | 11545244 | LINE TRAP | 2011-03-04 | 2011-01-01 | 10027650
1 | 3926.09 | 1046.6221 | 2879.4679 | 2024-12-01 | BH Colorado Electric Oper Co | Regulated Electric (122) | WPC Sub 40672 NYBERG | WPC Sub 40672 NYBERG | 135300 | Line Tuner: 1129000000 | 11545229 | LINE TUNING UNIT | 2011-03-04 | 2011-01-01 | 10027650
1 | 50768.35 | 13533.8912 | 37234.4588 | 2024-12-01 | BH Colorado Electric Oper Co | Regulated Electric (122) | WPC Sub 40672 NYBERG | WPC Sub 40672 NYBERG | 135300 | Panel - Relay: 5950300003 | 11545274 | PANEL # 1 | 2011-03-04 | 2011-07-01 | 10027650
1 | 76152.54 | 20300.8408 | 55851.6992 | 2024-12-01 | BH Colorado Electric Oper Co | Regulated Electric (122) | WPC Sub 40672 NYBERG | WPC Sub 40672 NYBERG | 135300 | Panel - Relay: 5950300003 | 11545277 | PANEL # 3 | 2011-03-04 | 2011-07-01 | 10027650
1 | 76152.57 | 20300.8488 | 55851.7212 | 2024-12-01 | BH Colorado Electric Oper Co | Regulated Electric (122) | WPC Sub 40672 NYBERG | WPC Sub 40672 NYBERG | 135300 | Panel - Relay: 5950300003 | 11545271 | PANEL # 4 | 2011-03-04 | 2011-07-01 | 10027650
1 | 76152.57 | 20300.8488 | 55851.7212 | 2024-12-01 | BH Colorado Electric Oper Co | Regulated Electric (122) | WPC Sub 40672 NYBERG | WPC Sub 40672 NYBERG | 135300 | Panel - Relay: 5950300003 | 11545280 | PANEL # 2 | 2011-03-04 | 2011-07-01 | 10027650
1 | 52895.77 | 8878.4212 | 44017.3488 | 2024-12-01 | BH Colorado Electric Oper Co | Regulated Electric (122) | WPC Sub 40672 NYBERG | WPC Sub 40672 NYBERG | 135300 | RELAY AND CONTROL: 5959810000 | 25466465 | RELAY AND CONTROL | 2016-01-14 | 2016-04-01 | 10051574
1 | 16562.2 | 3761.0727 | 12801.1273 | 2024-12-01 | BH Colorado Electric Oper Co | Regulated Electric (122) | WPC Sub 40672 NYBERG | WPC Sub 40672 NYBERG | 135300 | Scada Equip - Server/Router: 8191190000 | 12301510 | Scada Equip - Server/Router | 2013-07-01 | 2013-01-01 | 10047856
0 | 7028.48 | 763.3434 | 6265.1366 | 2024-12-01 | BH Colorado Electric Oper Co | Regulated Electric (122) | WPC Sub 40672 NYBERG | WPC Sub 40672 NYBERG | 135300 | SECURITY SYSTEM: 0630000027 | 33375674 | SECURITY SYSTEM | 2019-12-16 | 2019-12-01 | 10068553
1 | 9477.71 | 1590.8096 | 7886.9004 | 2024-12-01 | BH Colorado Electric Oper Co | Regulated Electric (122) | WPC Sub 40672 NYBERG | WPC Sub 40672 NYBERG | 135300 | Station Rock: 7702000000 | 25466459 | Station Rock | 2016-01-14 | 2016-04-01 | 10051574
29 | 341857.6 | 91132.8332 | 250724.7668 | 2024-12-01 | BH Colorado Electric Oper Co | Regulated Electric (122) | WPC Sub 40672 NYBERG | WPC Sub 40672 NYBERG | 135300 | Structure - Steel: 7841085000 | 11545268 | STRUCTURE: STEEL | 2011-03-04 | 2011-07-01 | 10027650
1 | 194614.17 | 32665.4961 | 161948.6739 | 2024-12-01 | BH Colorado Electric Oper Co | Regulated Electric (122) | WPC Sub 40672 NYBERG | WPC Sub 40672 NYBERG | 135300 | Structure - Steel: 7841085000 | 25466462 | Structure - Steel | 2016-01-14 | 2016-04-01 | 10051574
3 | 84843.16 | 14240.7098 | 70602.4502 | 2024-12-01 | BH Colorado Electric Oper Co | Regulated Electric (122) | WPC Sub 40672 NYBERG | WPC Sub 40672 NYBERG | 135300 | Switches - 15001-25000v: 7982500000 | 25466447 | Switches - 15001-25000v | 2016-01-14 | 2016-01-01 | 10051574
11 | 163916.24 | 43696.9994 | 120219.2406 | 2024-12-01 | BH Colorado Electric Oper Co | Regulated Electric (122) | WPC Sub 40672 NYBERG | WPC Sub 40672 NYBERG | 135300 | Switches-Disconnect >= 115kv: | 11545235 | SWITCHES: DISCONNECT 2000 AMP VB | 2011-03-04 | 2011-01-01 | 10027650
3 | 28281.06 | 4746.9044 | 23534.1556 | 2024-12-01 | BH Colorado Electric Oper Co | Regulated Electric (122) | WPC Sub 40672 NYBERG | WPC Sub 40672 NYBERG | 135300 | Transf, Coupling Capacitive Voltage: 9030000000 | 25466468 | Transf, Coupling Capacitive Voltage | 2016-01-14 | 2016-04-01 | 10051574
2 | 227517.49 | 60651.9014 | 166865.5886 | 2024-12-01 | BH Colorado Electric Oper Co | Regulated Electric (122) | WPC Sub 40672 NYBERG | WPC Sub 40672 NYBERG | 135300 | Transformer Substation : | 11545265 | TRANSFORMERS: CCVT | 2011-03-04 | 2011-07-01 | 10027650
9 | 103639.73 | 27628.4108 | 76011.3192 | 2024-12-01 | BH Colorado Electric Oper Co | Regulated Electric (122) | WPC Sub 40672 NYBERG | WPC Sub 40672 NYBERG | 135300 | TRANSFORMER, VOLTAGE: 8608500000 | 11545250 | TRANSFORMER: VOLTAGE CAPACITOR 115 KV | 2011-03-04 | 2011-01-01 | 10027650
1 | 32449.18 | 8650.3436 | 23798.8364 | 2024-12-01 | BH Colorado Electric Oper Co | Regulated Electric (122) | WPC Sub 40672 NYBERG | WPC Sub 40672 NYBERG | 135300 | Trench: | 11545283 | TRENCH | 2011-03-04 | 2011-07-01 | 10027650
1 | 438986.63 | 86491.3276 | 352495.3024 | 2024-12-01 | BH Colorado Electric Oper Co | Regulated Electric (122) | WPC Sub 40673 RATTLESNAKE BUTTE SUB | WPC Sub 40673 RATTLESNAKE BUTTE SUB | 135200 | Building - Station Control: 0630000026 | 18890383 | CONTROL BUILDING | 2012-10-11 | 2013-01-01 | 50507XFER
1 | 56410.15 | 11114.2081 | 45295.9419 | 2024-12-01 | BH Colorado Electric Oper Co | Regulated Electric (122) | WPC Sub 40673 RATTLESNAKE BUTTE SUB | WPC Sub 40673 RATTLESNAKE BUTTE SUB | 135200 | Fence: 3220000000 | 18890394 | STATION FENCING | 2012-10-11 | 2013-01-01 | 50507XFER
0 | 6378.16 | 552.9291 | 5825.2309 | 2024-12-01 | BH Colorado Electric Oper Co | Regulated Electric (122) | WPC Sub 40673 RATTLESNAKE BUTTE SUB | WPC Sub 40673 RATTLESNAKE BUTTE SUB | 135200 | SECURITY SYSTEM: 0630000027 | 33375748 | SECURITY SYSTEM | 2019-12-16 | 2019-12-01 | 10069346
9 | 2695.44 | 665.3276 | 2030.1124 | 2024-12-01 | BH Colorado Electric Oper Co | Regulated Electric (122) | WPC Sub 40673 RATTLESNAKE BUTTE SUB | WPC Sub 40673 RATTLESNAKE BUTTE SUB | 135300 | Arrester - 0-10,000 Volts: 0210100000 | 12010323 | ARRESTER: STATION CLASS 30KV, 24.4 POLYMER | 2012-10-11 | 2013-01-01 | 10044528
3 | 15873.88 | 2664.3906 | 13209.4894 | 2024-12-01 | BH Colorado Electric Oper Co | Regulated Electric (122) | WPC Sub 40673 RATTLESNAKE BUTTE SUB | WPC Sub 40673 RATTLESNAKE BUTTE SUB | 135300 | Arrester - 69,001-146,000 Volts: 0211460000 | 20845292 | Arrester - 69,001-146,000 Volts | 2016-09-01 | 2016-01-01 | 10052395
3 | 5151.24 | 559.4616 | 4591.7784 | 2024-12-01 | BH Colorado Electric Oper Co | Regulated Electric (122) | WPC Sub 40673 RATTLESNAKE BUTTE SUB | WPC Sub 40673 RATTLESNAKE BUTTE SUB | 135300 | Arrester - 69,001-146,000 Volts: 0211460000 | 30235209 | LIGHTNING ARRESTER 96KV | 2019-06-27 | 2019-01-01 | 10061887
1 | 68054.22 | 7391.1769 | 60663.0431 | 2024-12-01 | BH Colorado Electric Oper Co | Regulated Electric (122) | WPC Sub 40673 RATTLESNAKE BUTTE SUB | WPC Sub 40673 RATTLESNAKE BUTTE SUB | 135300 | Breaker, 115 KV: 6212115115 | 30235243 | CIRCUIT BREAKER 115KV | 2019-06-27 | 2019-01-01 | 10061887
1 | 24155.15 | 5962.3249 | 18192.8251 | 2024-12-01 | BH Colorado Electric Oper Co | Regulated Electric (122) | WPC Sub 40673 RATTLESNAKE BUTTE SUB | WPC Sub 40673 RATTLESNAKE BUTTE SUB | 135300 | Breaker, 115 KV: 6212115115 | 12010348 | BREAKER: 115KV 650 KV 1200 A CIRCUIT BREAKER | 2012-10-11 | 2013-01-01 | 10044528
2 | 389260.28 | 65336.3532 | 323923.9268 | 2024-12-01 | BH Colorado Electric Oper Co | Regulated Electric (122) | WPC Sub 40673 RATTLESNAKE BUTTE SUB | WPC Sub 40673 RATTLESNAKE BUTTE SUB | 135300 | Breaker, 115 KV: 6212115115 | 20845308 | Breaker, 115 KV | 2016-09-01 | 2016-01-01 | 10052395
1 | 24158.78 | 5963.2209 | 18195.5591 | 2024-12-01 | BH Colorado Electric Oper Co | Regulated Electric (122) | WPC Sub 40673 RATTLESNAKE BUTTE SUB | WPC Sub 40673 RATTLESNAKE BUTTE SUB | 135300 | Breaker, 13.8 KV: 6212115014 | 12010354 | BREAKER: 13.8 KV CIRCUIT BREAKERS | 2012-10-11 | 2013-01-01 | 10044528
2 | 48310.23 | 11924.6324 | 36385.5976 | 2024-12-01 | BH Colorado Electric Oper Co | Regulated Electric (122) | WPC Sub 40673 RATTLESNAKE BUTTE SUB | WPC Sub 40673 RATTLESNAKE BUTTE SUB | 135300 | Breaker, Other: 6212115999 | 12010351 | BREAKER: 34.5 200 KV 1200 A CIRCUIT BREAKER | 2012-10-11 | 2013-01-01 | 10044528
0 | 0 | 0 | 0 | 2024-12-01 | BH Colorado Electric Oper Co | Regulated Electric (122) | WPC Sub 40673 RATTLESNAKE BUTTE SUB | WPC Sub 40673 RATTLESNAKE BUTTE SUB | 135300 | Building - Station Control: 0630000026 | 12010369 | CONTROL BUILDING | 2012-10-11 | 2013-01-01 | 10044528
800 | 11703.01 | 2888.7069 | 8814.3031 | 2024-12-01 | BH Colorado Electric Oper Co | Regulated Electric (122) | WPC Sub 40673 RATTLESNAKE BUTTE SUB | WPC Sub 40673 RATTLESNAKE BUTTE SUB | 135300 | Bus and Station Conductor: 0770000000 | 12010332 | BUS: TUBING AND CONDUCTOR | 2012-10-11 | 2013-01-01 | 10044528
1 | 31069.65 | 3374.3871 | 27695.2629 | 2024-12-01 | BH Colorado Electric Oper Co | Regulated Electric (122) | WPC Sub 40673 RATTLESNAKE BUTTE SUB | WPC Sub 40673 RATTLESNAKE BUTTE SUB | 135300 | Bus and Station Conductor: 0770000000 | 30235214 | BUS | 2019-06-27 | 2019-01-01 | 10061887
680 | 181771.39 | 30509.8679 | 151261.5221 | 2024-12-01 | BH Colorado Electric Oper Co | Regulated Electric (122) | WPC Sub 40673 RATTLESNAKE BUTTE SUB | WPC Sub 40673 RATTLESNAKE BUTTE SUB | 135300 | Bus Support: 7846000000 | 20845320 | Bus Support | 2016-09-01 | 2016-09-01 | 10052395
1 | 81327.23 | 8832.7211 | 72494.5089 | 2024-12-01 | BH Colorado Electric Oper Co | Regulated Electric (122) | WPC Sub 40673 RATTLESNAKE BUTTE SUB | WPC Sub 40673 RATTLESNAKE BUTTE SUB | 135300 | Cable Trench: 1824000000 | 30235217 | Cable Trench | 2019-06-27 | 2019-01-01 | 10061887
1 | 40871.79 | 4438.9699 | 36432.8201 | 2024-12-01 | BH Colorado Electric Oper Co | Regulated Electric (122) | WPC Sub 40673 RATTLESNAKE BUTTE SUB | WPC Sub 40673 RATTLESNAKE BUTTE SUB | 135300 | Communications - JMUX Equip: | 30235235 | Communications - JMUX Equip | 2019-06-27 | 2019-01-01 | 10061887
2 | 13886.77 | 2330.8592 | 11555.9108 | 2024-12-01 | BH Colorado Electric Oper Co | Regulated Electric (122) | WPC Sub 40673 RATTLESNAKE BUTTE SUB | WPC Sub 40673 RATTLESNAKE BUTTE SUB | 135300 | Communications - JMUX Equip: | 20845947 | Communications - JMUX Equip | 2016-11-07 | 2016-01-01 | 10053818
1 | 8922.65 | 969.0639 | 7953.5861 | 2024-12-01 | BH Colorado Electric Oper Co | Regulated Electric (122) | WPC Sub 40673 RATTLESNAKE BUTTE SUB | WPC Sub 40673 RATTLESNAKE BUTTE SUB | 135300 | Communications Equip: | 30235249 | GRID ROUTER | 2019-06-27 | 2019-01-01 | 10061887
0 | 66790.57 | 7253.9355 | 59536.6345 | 2024-12-01 | BH Colorado Electric Oper Co | Regulated Electric (122) | WPC Sub 40673 RATTLESNAKE BUTTE SUB | WPC Sub 40673 RATTLESNAKE BUTTE SUB | 135300 | Cond. Pwr Cable, Other: 0773100000 | 30235238 | STATION CONDUCTOR | 2019-06-27 | 2019-01-01 | 10061887
0 | 6258.07 | 679.6713 | 5578.3987 | 2024-12-01 | BH Colorado Electric Oper Co | Regulated Electric (122) | WPC Sub 40673 RATTLESNAKE BUTTE SUB | WPC Sub 40673 RATTLESNAKE BUTTE SUB | 135300 | Conduit, Unknown type: 1825000000 | 30235246 | STATION CONDUIT | 2019-06-27 | 2019-01-01 | 10061887
9 | 188324.39 | 46484.9604 | 141839.4296 | 2024-12-01 | BH Colorado Electric Oper Co | Regulated Electric (122) | WPC Sub 40673 RATTLESNAKE BUTTE SUB | WPC Sub 40673 RATTLESNAKE BUTTE SUB | 135300 | Current Transformer: 8609200000 | 12010366 | CCVT:115KV | 2012-10-11 | 2013-01-01 | 10044528
1 | 93375.73 | 15672.88 | 77702.85 | 2024-12-01 | BH Colorado Electric Oper Co | Regulated Electric (122) | WPC Sub 40673 RATTLESNAKE BUTTE SUB | WPC Sub 40673 RATTLESNAKE BUTTE SUB | 135300 | Deadend Tower: 7848000000 | 20845323 | Deadend Tower | 2016-09-01 | 2016-09-01 | 10052395
0 | 0 | 0 | 0 | 2024-12-01 | BH Colorado Electric Oper Co | Regulated Electric (122) | WPC Sub 40673 RATTLESNAKE BUTTE SUB | WPC Sub 40673 RATTLESNAKE BUTTE SUB | 135300 | Estimated Additions: 0010000000 | 11766944 | CONSTRUCT RATTLESNAKE BUTTE SUBSTATION IN HUERFANO COUNTY 03-01-2012 GC | 2012-10-11 | 2013-01-01 | 10044528
0 | 0 | 0 | 0 | 2024-12-01 | BH Colorado Electric Oper Co | Regulated Electric (122) | WPC Sub 40673 RATTLESNAKE BUTTE SUB | WPC Sub 40673 RATTLESNAKE BUTTE SUB | 135300 | Estimated Additions: 0010000000 | 17941213 | 115kV Interconnection at Rattlesnake Butte for Peak View Wind Farm | 2016-09-01 | 2016-09-01 | 10052395
0 | 0 | 0 | 0 | 2024-12-01 | BH Colorado Electric Oper Co | Regulated Electric (122) | WPC Sub 40673 RATTLESNAKE BUTTE SUB | WPC Sub 40673 RATTLESNAKE BUTTE SUB | 135300 | Estimated Additions: 0010000000 | 29778359 | Replacement for failed B phase CCVT( reader Line) | 2019-12-16 | 2020-08-01 | 10068184
0 | 0 | 0 | 0 | 2024-12-01 | BH Colorado Electric Oper Co | Regulated Electric (122) | WPC Sub 40673 RATTLESNAKE BUTTE SUB | WPC Sub 40673 RATTLESNAKE BUTTE SUB | 135300 | Estimated Additions: 0010000000 | 20295017 | 115kV Interconnection at Rattlesnake Butte for Peak View Wind Farm | 2016-09-01 | 2017-08-01 | 10052395
0 | 0 | 0 | 0 | 2024-12-01 | BH Colorado Electric Oper Co | Regulated Electric (122) | WPC Sub 40673 RATTLESNAKE BUTTE SUB | WPC Sub 40673 RATTLESNAKE BUTTE SUB | 135300 | Estimated Additions: 0010000000 | 27213826 | This PMU is serving the purpose for both Peakview and Busch Ranch I | 2019-05-03 | 2019-05-01 | 10066732
0 | 0 | 0 | 0 | 2024-12-01 | BH Colorado Electric Oper Co | Regulated Electric (122) | WPC Sub 40673 RATTLESNAKE BUTTE SUB | WPC Sub 40673 RATTLESNAKE BUTTE SUB | 135300 | Estimated Additions: 0010000000 | 11849106 | CONSTRUCT RATTLESNAKE BUTTE SUBSTATION IN HUERFANO COUNTY 03-01-2012 GC | 2012-10-11 | 2013-04-01 | 10044528
0 | 0 | 0 | 0 | 2024-12-01 | BH Colorado Electric Oper Co | Regulated Electric (122) | WPC Sub 40673 RATTLESNAKE BUTTE SUB | WPC Sub 40673 RATTLESNAKE BUTTE SUB | 135300 | Estimated Additions: 0010000000 | 28413153 | Replacement for failed B phase CCVT( reader Line) | 2019-12-16 | 2019-12-01 | 10068184
0 | 0 | 0 | 0 | 2024-12-01 | BH Colorado Electric Oper Co | Regulated Electric (122) | WPC Sub 40673 RATTLESNAKE BUTTE SUB | WPC Sub 40673 RATTLESNAKE BUTTE SUB | 135300 | Estimated Additions: 0010000000 | 28830388 | Replace existing door and/or locking mechanisms for Rattlesnake Substation to allow for compliance with NERC CIP Low Impact Standards | 2019-12-16 | 2020-01-01 | 10069346
0 | 0 | 0 | 0 | 2024-12-01 | BH Colorado Electric Oper Co | Regulated Electric (122) | WPC Sub 40673 RATTLESNAKE BUTTE SUB | WPC Sub 40673 RATTLESNAKE BUTTE SUB | 135300 | Estimated Additions: 0010000000 | 28413224 | Replace existing door and/or locking mechanisms for Rattlesnake Substation to allow for compliance with NERC CIP Low Impact Standards | 2019-12-16 | 2019-12-01 | 10069346
0 | 0 | 0 | 0 | 2024-12-01 | BH Colorado Electric Oper Co | Regulated Electric (122) | WPC Sub 40673 RATTLESNAKE BUTTE SUB | WPC Sub 40673 RATTLESNAKE BUTTE SUB | 135300 | Estimated Additions: 0010000000 | 27329643 | Rattlesnake Butte 115kv Terminal Addition for Busch Ranch II Wind Farm | 2019-06-27 | 2019-06-01 | 10061887
0 | 0 | 0 | 0 | 2024-12-01 | BH Colorado Electric Oper Co | Regulated Electric (122) | WPC Sub 40673 RATTLESNAKE BUTTE SUB | WPC Sub 40673 RATTLESNAKE BUTTE SUB | 135300 | Estimated Additions: 0010000000 | 29532765 | Replace existing door and/or locking mechanisms for Rattlesnake Substation to allow for compliance with NERC CIP Low Impact Standards | 2019-12-16 | 2020-06-01 | 10069346
0 | 0 | 0 | 0 | 2024-12-01 | BH Colorado Electric Oper Co | Regulated Electric (122) | WPC Sub 40673 RATTLESNAKE BUTTE SUB | WPC Sub 40673 RATTLESNAKE BUTTE SUB | 135300 | Fence: 3220000000 | 12010360 | STATION FENCING | 2012-10-11 | 2013-01-01 | 10044528
2 | 19046.19 | 2068.553 | 16977.637 | 2024-12-01 | BH Colorado Electric Oper Co | Regulated Electric (122) | WPC Sub 40673 RATTLESNAKE BUTTE SUB | WPC Sub 40673 RATTLESNAKE BUTTE SUB | 135300 | Foundation, Equipment: 3360000000 | 30235267 | Foundation, HFrame | 2019-06-27 | 2019-06-01 | 10061887
2 | 8429.53 | 915.5075 | 7514.0225 | 2024-12-01 | BH Colorado Electric Oper Co | Regulated Electric (122) | WPC Sub 40673 RATTLESNAKE BUTTE SUB | WPC Sub 40673 RATTLESNAKE BUTTE SUB | 135300 | Foundation, Equipment: 3360000000 | 30235261 | Foundation, CTPT | 2019-06-27 | 2019-06-01 | 10061887
1 | 7005.62 | 760.8606 | 6244.7594 | 2024-12-01 | BH Colorado Electric Oper Co | Regulated Electric (122) | WPC Sub 40673 RATTLESNAKE BUTTE SUB | WPC Sub 40673 RATTLESNAKE BUTTE SUB | 135300 | Foundation, Equipment: 3360000000 | 30235258 | Foundation, Circuit Breaker | 2019-06-27 | 2019-06-01 | 10061887
32 | 358562.79 | 60183.8571 | 298378.9329 | 2024-12-01 | BH Colorado Electric Oper Co | Regulated Electric (122) | WPC Sub 40673 RATTLESNAKE BUTTE SUB | WPC Sub 40673 RATTLESNAKE BUTTE SUB | 135300 | Foundation, Equipment: 3360000000 | 20845314 | Foundation, Equipment | 2016-09-01 | 2016-09-01 | 10052395
3 | 12644.3 | 1373.2618 | 11271.0382 | 2024-12-01 | BH Colorado Electric Oper Co | Regulated Electric (122) | WPC Sub 40673 RATTLESNAKE BUTTE SUB | WPC Sub 40673 RATTLESNAKE BUTTE SUB | 135300 | Foundation, Equipment: 3360000000 | 30235264 | Foundation, CVT | 2019-06-27 | 2019-06-01 | 10061887
1 | 4214.76 | 457.7532 | 3757.0068 | 2024-12-01 | BH Colorado Electric Oper Co | Regulated Electric (122) | WPC Sub 40673 RATTLESNAKE BUTTE SUB | WPC Sub 40673 RATTLESNAKE BUTTE SUB | 135300 | Foundation, Equipment: 3360000000 | 30235255 | Foundation, Bus | 2019-06-27 | 2019-06-01 | 10061887
1 | 163614.02 | 40385.5881 | 123228.4319 | 2024-12-01 | BH Colorado Electric Oper Co | Regulated Electric (122) | WPC Sub 40673 RATTLESNAKE BUTTE SUB | WPC Sub 40673 RATTLESNAKE BUTTE SUB | 135300 | Grounding Systems, Station: 3920000000 | 12010335 | STATION GROUNDING SYSTEM | 2012-10-11 | 2013-01-01 | 10044528
1 | 22896.43 | 2486.7167 | 20409.7133 | 2024-12-01 | BH Colorado Electric Oper Co | Regulated Electric (122) | WPC Sub 40673 RATTLESNAKE BUTTE SUB | WPC Sub 40673 RATTLESNAKE BUTTE SUB | 135300 | Grounding Systems, Station: 3920000000 | 30235220 | GROUND GRID | 2019-06-27 | 2019-01-01 | 10061887
30 | 33615.25 | 5642.2347 | 27973.0153 | 2024-12-01 | BH Colorado Electric Oper Co | Regulated Electric (122) | WPC Sub 40673 RATTLESNAKE BUTTE SUB | WPC Sub 40673 RATTLESNAKE BUTTE SUB | 135300 | Insulator, 115KV: | 20845305 | Insulator, 115KV | 2016-09-01 | 2016-01-01 | 10052395
3 | 56949.86 | 9558.8899 | 47390.9701 | 2024-12-01 | BH Colorado Electric Oper Co | Regulated Electric (122) | WPC Sub 40673 RATTLESNAKE BUTTE SUB | WPC Sub 40673 RATTLESNAKE BUTTE SUB | 135300 | METER: 5102000000 | 20845332 | METERING PACKAGE (CT/VT) | 2016-09-01 | 2016-09-01 | 10052395
1 | 74700.58 | 12538.3034 | 62162.2766 | 2024-12-01 | BH Colorado Electric Oper Co | Regulated Electric (122) | WPC Sub 40673 RATTLESNAKE BUTTE SUB | WPC Sub 40673 RATTLESNAKE BUTTE SUB | 135300 | Metering - Primary (Substation): 5100100000 | 20845317 | Metering - Primary (Substation) | 2016-09-01 | 2016-09-01 | 10052395
1 | 42903.67 | 10590.1068 | 32313.5632 | 2024-12-01 | BH Colorado Electric Oper Co | Regulated Electric (122) | WPC Sub 40673 RATTLESNAKE BUTTE SUB | WPC Sub 40673 RATTLESNAKE BUTTE SUB | 135300 | Other Structures & Improvements: 7709900000 | 12010363 | STRUCTURE: H FRAME DEADEND | 2012-10-11 | 2013-01-01 | 10044528
0 | 48658.54 | 5284.6668 | 43373.8732 | 2024-12-01 | BH Colorado Electric Oper Co | Regulated Electric (122) | WPC Sub 40673 RATTLESNAKE BUTTE SUB | WPC Sub 40673 RATTLESNAKE BUTTE SUB | 135300 | Panel - Relay: 5950300003 | 30235288 | Panel - Relay | 2019-06-27 | 2019-06-01 | 10061887
5 | 9557.96 | 1038.0631 | 8519.8969 | 2024-12-01 | BH Colorado Electric Oper Co | Regulated Electric (122) | WPC Sub 40673 RATTLESNAKE BUTTE SUB | WPC Sub 40673 RATTLESNAKE BUTTE SUB | 135300 | Platform: | 30235285 | OPERATING PLATFORM | 2019-06-27 | 2019-06-01 | 10061887
1 | 11205.09 | 1880.746 | 9324.344 | 2024-12-01 | BH Colorado Electric Oper Co | Regulated Electric (122) | WPC Sub 40673 RATTLESNAKE BUTTE SUB | WPC Sub 40673 RATTLESNAKE BUTTE SUB | 135300 | Pnls,Instr,Gauge,Relay&Control-Othr: 5959800000 | 20845311 | Pnls,Instr,Gauge,Relay&Control-Othr | 2016-09-01 | 2016-09-01 | 10052395
3 | 198936.97 | 33391.0671 | 165545.9029 | 2024-12-01 | BH Colorado Electric Oper Co | Regulated Electric (122) | WPC Sub 40673 RATTLESNAKE BUTTE SUB | WPC Sub 40673 RATTLESNAKE BUTTE SUB | 135300 | Potential Device - Ccvt: 1126000000 | 20845299 | Potential Device - Ccvt | 2016-09-01 | 2016-01-01 | 10052395
3 | 88788.09 | 21915.9656 | 66872.1244 | 2024-12-01 | BH Colorado Electric Oper Co | Regulated Electric (122) | WPC Sub 40673 RATTLESNAKE BUTTE SUB | WPC Sub 40673 RATTLESNAKE BUTTE SUB | 135300 | Reactor: | 12010357 | REACTOR: SINGLE PHASE SHUNT | 2012-10-11 | 2013-01-01 | 10044528
1 | 39404.64 | 9726.4254 | 29678.2146 | 2024-12-01 | BH Colorado Electric Oper Co | Regulated Electric (122) | WPC Sub 40673 RATTLESNAKE BUTTE SUB | WPC Sub 40673 RATTLESNAKE BUTTE SUB | 135300 | Relay - Other: 5953300000 | 12010375 | RELAY PANEL # 5 | 2012-10-11 | 2013-01-01 | 10044528
1 | 43045.29 | 10625.0635 | 32420.2265 | 2024-12-01 | BH Colorado Electric Oper Co | Regulated Electric (122) | WPC Sub 40673 RATTLESNAKE BUTTE SUB | WPC Sub 40673 RATTLESNAKE BUTTE SUB | 135300 | Relay - Other: 5953300000 | 12010378 | RELAY PANEL # 3 | 2012-10-11 | 2013-01-01 | 10044528
1 | 13508.05 | 3334.253 | 10173.797 | 2024-12-01 | BH Colorado Electric Oper Co | Regulated Electric (122) | WPC Sub 40673 RATTLESNAKE BUTTE SUB | WPC Sub 40673 RATTLESNAKE BUTTE SUB | 135300 | Relay - Other: 5953300000 | 12010372 | RELAY PANEL # 4 | 2012-10-11 | 2013-01-01 | 10044528
1 | 37903.3 | 9355.8429 | 28547.4571 | 2024-12-01 | BH Colorado Electric Oper Co | Regulated Electric (122) | WPC Sub 40673 RATTLESNAKE BUTTE SUB | WPC Sub 40673 RATTLESNAKE BUTTE SUB | 135300 | Relay - Other: 5953300000 | 12010384 | RELAY PANEL # 2 | 2012-10-11 | 2013-01-01 | 10044528
1 | 101808.73 | 25129.909 | 76678.821 | 2024-12-01 | BH Colorado Electric Oper Co | Regulated Electric (122) | WPC Sub 40673 RATTLESNAKE BUTTE SUB | WPC Sub 40673 RATTLESNAKE BUTTE SUB | 135300 | Relay - Other: 5953300000 | 12010381 | RELAY PANEL # 1 | 2012-10-11 | 2013-01-01 | 10044528
1 | 18791.79 | 4638.4625 | 14153.3275 | 2024-12-01 | BH Colorado Electric Oper Co | Regulated Electric (122) | WPC Sub 40673 RATTLESNAKE BUTTE SUB | WPC Sub 40673 RATTLESNAKE BUTTE SUB | 135300 | Relay - Other: 5953300000 | 12010387 | RELAY PANEL # 6 | 2012-10-11 | 2013-01-01 | 10044528
0 | 6609.55 | 717.8446 | 5891.7054 | 2024-12-01 | BH Colorado Electric Oper Co | Regulated Electric (122) | WPC Sub 40673 RATTLESNAKE BUTTE SUB | WPC Sub 40673 RATTLESNAKE BUTTE SUB | 135300 | Relay - Other: 5953300000 | 34776012 | Relay - Other CCVT Protection | 2019-12-16 | 2019-12-01 | 10068184
1 | 143820.55 | 24139.9155 | 119680.6345 | 2024-12-01 | BH Colorado Electric Oper Co | Regulated Electric (122) | WPC Sub 40673 RATTLESNAKE BUTTE SUB | WPC Sub 40673 RATTLESNAKE BUTTE SUB | 135300 | RELAY AND CONTROL: 5959810000 | 20845329 | RELAY AND CONTROL | 2016-09-01 | 2016-09-01 | 10052395
1 | 83917.4 | 9114.0322 | 74803.3678 | 2024-12-01 | BH Colorado Electric Oper Co | Regulated Electric (122) | WPC Sub 40673 RATTLESNAKE BUTTE SUB | WPC Sub 40673 RATTLESNAKE BUTTE SUB | 135300 | Scada Equip - Not Available: 8191000000 | 27945136 | Wind Farm PMU (Phasor Measurement Unit) for Peakview & Busch Ranch 1 | 2019-05-03 | 2019-01-01 | 10066732
3 | 13590.82 | 1476.0606 | 12114.7594 | 2024-12-01 | BH Colorado Electric Oper Co | Regulated Electric (122) | WPC Sub 40673 RATTLESNAKE BUTTE SUB | WPC Sub 40673 RATTLESNAKE BUTTE SUB | 135300 | Structure - Steel: 7841085000 | 30235277 | STEEL 115KV CVT STR | 2019-06-27 | 2019-06-01 | 10061887
1 | 9771.2 | 1061.2225 | 8709.9775 | 2024-12-01 | BH Colorado Electric Oper Co | Regulated Electric (122) | WPC Sub 40673 RATTLESNAKE BUTTE SUB | WPC Sub 40673 RATTLESNAKE BUTTE SUB | 135300 | Structure - Steel: 7841085000 | 30235270 | STEEL 115KV 3PH LOW BUS STR | 2019-06-27 | 2019-06-01 | 10061887
1 | 18654.07 | 2025.9659 | 16628.1041 | 2024-12-01 | BH Colorado Electric Oper Co | Regulated Electric (122) | WPC Sub 40673 RATTLESNAKE BUTTE SUB | WPC Sub 40673 RATTLESNAKE BUTTE SUB | 135300 | Structure - Steel: 7841085000 | 30235282 | STEEL 115KV HFRAME DE | 2019-06-27 | 2019-06-01 | 10061887
650 | 298802.31 | 50153.2118 | 248649.0982 | 2024-12-01 | BH Colorado Electric Oper Co | Regulated Electric (122) | WPC Sub 40673 RATTLESNAKE BUTTE SUB | WPC Sub 40673 RATTLESNAKE BUTTE SUB | 135300 | Structure - Steel: 7841085000 | 20845326 | Structure - Steel | 2016-09-01 | 2016-09-01 | 10052395
1 | 6306.87 | 684.9714 | 5621.8986 | 2024-12-01 | BH Colorado Electric Oper Co | Regulated Electric (122) | WPC Sub 40673 RATTLESNAKE BUTTE SUB | WPC Sub 40673 RATTLESNAKE BUTTE SUB | 135300 | Structure - Steel: 7841085000 | 30235273 | STEEL 115KV 3PH METERING UNIT SUPP | 2019-06-27 | 2019-06-01 | 10061887
5 | 21314.25 | 5261.0927 | 16053.1573 | 2024-12-01 | BH Colorado Electric Oper Co | Regulated Electric (122) | WPC Sub 40673 RATTLESNAKE BUTTE SUB | WPC Sub 40673 RATTLESNAKE BUTTE SUB | 135300 | Switches - Not Available: 7980000000 | 12010338 | SWITCH: 13.8 KV 110KV 1200 A DISCONNECT | 2012-10-11 | 2013-01-01 | 10044528
4 | 75704.65 | 8222.0685 | 67482.5815 | 2024-12-01 | BH Colorado Electric Oper Co | Regulated Electric (122) | WPC Sub 40673 RATTLESNAKE BUTTE SUB | WPC Sub 40673 RATTLESNAKE BUTTE SUB | 135300 | Switches - Not Available: 7980000000 | 30235223 | SWITCH 115KV | 2019-06-27 | 2019-01-01 | 10061887
4 | 202314.08 | 33957.9065 | 168356.1735 | 2024-12-01 | BH Colorado Electric Oper Co | Regulated Electric (122) | WPC Sub 40673 RATTLESNAKE BUTTE SUB | WPC Sub 40673 RATTLESNAKE BUTTE SUB | 135300 | Switches-Disconnect >= 115kv: | 20845302 | Switches-Disconnect >= 115kv | 2016-09-01 | 2016-01-01 | 10052395
7 | 43761.62 | 10801.8785 | 32959.7415 | 2024-12-01 | BH Colorado Electric Oper Co | Regulated Electric (122) | WPC Sub 40673 RATTLESNAKE BUTTE SUB | WPC Sub 40673 RATTLESNAKE BUTTE SUB | 135300 | Switches-Disconnect >= 115kv: | 12010343 | SWITCH: 1200 A W/AUX 138 KV | 2012-10-11 | 2013-01-01 | 10044528
1 | 3001.5 | 325.9845 | 2675.5155 | 2024-12-01 | BH Colorado Electric Oper Co | Regulated Electric (122) | WPC Sub 40673 RATTLESNAKE BUTTE SUB | WPC Sub 40673 RATTLESNAKE BUTTE SUB | 135300 | Telemeter Eq - Not Available: 8192000000 | 30235226 | SEL ETHERNET SWITCH | 2019-06-27 | 2019-01-01 | 10061887
2 | 100352.61 | 10899.014 | 89453.596 | 2024-12-01 | BH Colorado Electric Oper Co | Regulated Electric (122) | WPC Sub 40673 RATTLESNAKE BUTTE SUB | WPC Sub 40673 RATTLESNAKE BUTTE SUB | 135300 | Transf Instr Cur Pot Volt Ccvolt: | 30235229 | CTPT | 2019-06-27 | 2019-01-01 | 10061887
1 | 23310.42 | 5753.8163 | 17556.6037 | 2024-12-01 | BH Colorado Electric Oper Co | Regulated Electric (122) | WPC Sub 40673 RATTLESNAKE BUTTE SUB | WPC Sub 40673 RATTLESNAKE BUTTE SUB | 135300 | Trench: | 12010390 | TRENCH | 2012-10-11 | 2013-01-01 | 10044528
0 | 512.62 | 55.6742 | 456.9458 | 2024-12-01 | BH Colorado Electric Oper Co | Regulated Electric (122) | WPC Sub 40673 RATTLESNAKE BUTTE SUB | WPC Sub 40673 RATTLESNAKE BUTTE SUB | 135300 | Yard Lighting Systems: 7700900000 | 30235252 | Yard Lighting Systems | 2019-06-27 | 2019-06-01 | 10061887
1 | 156.71 | -4.4392 | 161.1492 | 2024-12-01 | BH Colorado Electric Oper Co | Regulated Electric (122) | WPC Transmission Line # 235 DNU | WPC Transmission Line # 235 | 135002 | Land Rights - Non-Depreciable: 4552XXXXXX | 9718843 | T-LIN S31 T21 R59 | 1959-07-01 | 1959-07-01 | CPR Conversion
2 | 189.88 | -5.3788 | 195.2588 | 2024-12-01 | BH Colorado Electric Oper Co | Regulated Electric (122) | WPC Transmission Line # 235 DNU | WPC Transmission Line # 235 | 135002 | Land Rights - Non-Depreciable: 4552XXXXXX | 9696126 | T-LIN S08 T22 R58 | 1959-07-01 | 1959-07-01 | CPR Conversion
1 | 29.25 | -0.82857 | 30.0786 | 2024-12-01 | BH Colorado Electric Oper Co | Regulated Electric (122) | WPC Transmission Line # 235 DNU | WPC Transmission Line # 235 | 135002 | Land Rights - Non-Depreciable: 4552XXXXXX | 9870005 | T-LIN S10 T22 R58 | 1959-07-01 | 1959-07-01 | CPR Conversion
1 | 96.89 | -2.7446 | 99.6346 | 2024-12-01 | BH Colorado Electric Oper Co | Regulated Electric (122) | WPC Transmission Line # 235 DNU | WPC Transmission Line # 235 | 135002 | Land Rights - Non-Depreciable: 4552XXXXXX | 9691244 | T-LIN S29 T22 R59 | 1959-07-01 | 1959-07-01 | CPR Conversion
1 | 2165.69 | -48.2361 | 2213.9261 | 2024-12-01 | BH Colorado Electric Oper Co | Regulated Electric (122) | WPC Transmission Line # 235 DNU | WPC Transmission Line # 235 | 135002 | Land Rights - Non-Depreciable: 4552XXXXXX | 9870063 | T-LIN S30 T20 R61 | 1973-07-01 | 1973-07-01 | CPR Conversion
2 | 731.15 | -20.7115 | 751.8615 | 2024-12-01 | BH Colorado Electric Oper Co | Regulated Electric (122) | WPC Transmission Line # 235 DNU | WPC Transmission Line # 235 | 135002 | Land Rights - Non-Depreciable: 4552XXXXXX | 9870016 | T-LIN S07 T20 R64 | 1959-07-01 | 1959-07-01 | CPR Conversion
1 | 155.79 | -4.4131 | 160.2031 | 2024-12-01 | BH Colorado Electric Oper Co | Regulated Electric (122) | WPC Transmission Line # 235 DNU | WPC Transmission Line # 235 | 135002 | Land Rights - Non-Depreciable: 4552XXXXXX | 9870014 | T-LIN S11 T20 R64 | 1959-07-01 | 1959-07-01 | CPR Conversion
2 | 419.5 | -11.8833 | 431.3833 | 2024-12-01 | BH Colorado Electric Oper Co | Regulated Electric (122) | WPC Transmission Line # 235 DNU | WPC Transmission Line # 235 | 135002 | Land Rights - Non-Depreciable: 4552XXXXXX | 9870010 | T-LIN S10 T20 R64 | 1959-07-01 | 1959-07-01 | CPR Conversion
1 | 63.16 | -1.7892 | 64.9492 | 2024-12-01 | BH Colorado Electric Oper Co | Regulated Electric (122) | WPC Transmission Line # 235 DNU | WPC Transmission Line # 235 | 135002 | Land Rights - Non-Depreciable: 4552XXXXXX | 9870009 | T-LIN S14 T20 R64 | 1959-07-01 | 1959-07-01 | CPR Conversion
2 | 91.65 | -2.5962 | 94.2462 | 2024-12-01 | BH Colorado Electric Oper Co | Regulated Electric (122) | WPC Transmission Line # 235 DNU | WPC Transmission Line # 235 | 135002 | Land Rights - Non-Depreciable: 4552XXXXXX | 9870006 | T-LIN S14 T22 R58 | 1959-07-01 | 1959-07-01 | CPR Conversion
1 | 409.09 | -9.1116 | 418.2016 | 2024-12-01 | BH Colorado Electric Oper Co | Regulated Electric (122) | WPC Transmission Line # 235 DNU | WPC Transmission Line # 235 | 135002 | Land Rights - Non-Depreciable: 4552XXXXXX | 9870061 | T-LIN S07 T20 R61 | 1973-07-01 | 1973-07-01 | CPR Conversion
2 | 239.24 | -6.777 | 246.017 | 2024-12-01 | BH Colorado Electric Oper Co | Regulated Electric (122) | WPC Transmission Line # 235 DNU | WPC Transmission Line # 235 | 135002 | Land Rights - Non-Depreciable: 4552XXXXXX | 9691242 | T-LIN S21 T20 R65 | 1959-07-01 | 1959-07-01 | CPR Conversion
1 | 2392.97 | -67.7864 | 2460.7564 | 2024-12-01 | BH Colorado Electric Oper Co | Regulated Electric (122) | WPC Transmission Line # 235 DNU | WPC Transmission Line # 235 | 135002 | Land Rights - Non-Depreciable: 4552XXXXXX | 9870079 | T-LIN S09 T20 R05 | 1959-07-01 | 1959-07-01 | CPR Conversion
1 | 47.37 | -1.3419 | 48.7119 | 2024-12-01 | BH Colorado Electric Oper Co | Regulated Electric (122) | WPC Transmission Line # 235 DNU | WPC Transmission Line # 235 | 135002 | Land Rights - Non-Depreciable: 4552XXXXXX | 9870071 | T-LIN S20 T22 R57 | 1959-07-01 | 1959-07-01 | CPR Conversion
1 | 95.7 | -2.7109 | 98.4109 | 2024-12-01 | BH Colorado Electric Oper Co | Regulated Electric (122) | WPC Transmission Line # 235 DNU | WPC Transmission Line # 235 | 135002 | Land Rights - Non-Depreciable: 4552XXXXXX | 9870011 | T-LIN S23 T20 R64 | 1959-07-01 | 1959-07-01 | CPR Conversion
1 | 717.75 | -20.3319 | 738.0819 | 2024-12-01 | BH Colorado Electric Oper Co | Regulated Electric (122) | WPC Transmission Line # 235 DNU | WPC Transmission Line # 235 | 135002 | Land Rights - Non-Depreciable: 4552XXXXXX | 9870001 | T-LIN S31 T20 R61 | 1959-07-01 | 1959-07-01 | CPR Conversion
2 | 95.92 | -2.7172 | 98.6372 | 2024-12-01 | BH Colorado Electric Oper Co | Regulated Electric (122) | WPC Transmission Line # 235 DNU | WPC Transmission Line # 235 | 135002 | Land Rights - Non-Depreciable: 4552XXXXXX | 9869999 | T-LIN S04 T22 R59 | 1959-07-01 | 1959-07-01 | CPR Conversion
1 | 514.39 | -14.5713 | 528.9613 | 2024-12-01 | BH Colorado Electric Oper Co | Regulated Electric (122) | WPC Transmission Line # 235 DNU | WPC Transmission Line # 235 | 135002 | Land Rights - Non-Depreciable: 4552XXXXXX | 9708892 | T-LIN S08 T19 R64 | 1959-07-01 | 1959-07-01 | CPR Conversion
1 | 600 | -13.3637 | 613.3637 | 2024-12-01 | BH Colorado Electric Oper Co | Regulated Electric (122) | WPC Transmission Line # 235 DNU | WPC Transmission Line # 235 | 135002 | Land Rights - Non-Depreciable: 4552XXXXXX | 9870064 | T-LIN S31 T20 R61 | 1973-07-01 | 1973-07-01 | CPR Conversion
1 | 12.56 | -0.35579 | 12.9158 | 2024-12-01 | BH Colorado Electric Oper Co | Regulated Electric (122) | WPC Transmission Line # 235 DNU | WPC Transmission Line # 235 | 135002 | Land Rights - Non-Depreciable: 4552XXXXXX | 9870002 | T-LIN S36 T23 R57 | 1959-07-01 | 1959-07-01 | CPR Conversion
2 | 168.64 | -4.7771 | 173.4171 | 2024-12-01 | BH Colorado Electric Oper Co | Regulated Electric (122) | WPC Transmission Line # 235 DNU | WPC Transmission Line # 235 | 135002 | Land Rights - Non-Depreciable: 4552XXXXXX | 9718848 | T-LIN S33 T22 R55 | 1959-07-01 | 1959-07-01 | CPR Conversion
2 | 123.43 | -3.4964 | 126.9264 | 2024-12-01 | BH Colorado Electric Oper Co | Regulated Electric (122) | WPC Transmission Line # 235 DNU | WPC Transmission Line # 235 | 135002 | Land Rights - Non-Depreciable: 4552XXXXXX | 9691241 | T-LIN S24 T22 R57 | 1959-07-01 | 1959-07-01 | CPR Conversion
1 | 1734.57 | -49.1357 | 1783.7057 | 2024-12-01 | BH Colorado Electric Oper Co | Regulated Electric (122) | WPC Transmission Line # 235 DNU | WPC Transmission Line # 235 | 135002 | Land Rights - Non-Depreciable: 4552XXXXXX | 9870004 | T-LIN S25 T20 R63 | 1959-07-01 | 1959-07-01 | CPR Conversion
1 | 436.33 | -12.3601 | 448.6901 | 2024-12-01 | BH Colorado Electric Oper Co | Regulated Electric (122) | WPC Transmission Line # 235 DNU | WPC Transmission Line # 235 | 135002 | Land Rights - Non-Depreciable: 4552XXXXXX | 9870068 | T-LIN S19 T22 R56 | 1959-07-01 | 1959-07-01 | CPR Conversion
1 | 236.32 | -6.6943 | 243.0143 | 2024-12-01 | BH Colorado Electric Oper Co | Regulated Electric (122) | WPC Transmission Line # 235 DNU | WPC Transmission Line # 235 | 135002 | Land Rights - Non-Depreciable: 4552XXXXXX | 9870060 | T-LIN S21 T22 R57 | 1959-07-01 | 1959-07-01 | CPR Conversion
1 | 1430.33 | -40.5174 | 1470.8474 | 2024-12-01 | BH Colorado Electric Oper Co | Regulated Electric (122) | WPC Transmission Line # 235 DNU | WPC Transmission Line # 235 | 135002 | Land Rights - Non-Depreciable: 4552XXXXXX | 9869997 | T-LIN S12 T22 R59 | 1959-07-01 | 1959-07-01 | CPR Conversion
3 | 374.24 | -10.6012 | 384.8412 | 2024-12-01 | BH Colorado Electric Oper Co | Regulated Electric (122) | WPC Transmission Line # 235 DNU | WPC Transmission Line # 235 | 135002 | Land Rights - Non-Depreciable: 4552XXXXXX | 9704826 | T-LIN S03 T22 R59 | 1959-07-01 | 1959-07-01 | CPR Conversion
1 | 97.36 | -2.7579 | 100.1179 | 2024-12-01 | BH Colorado Electric Oper Co | Regulated Electric (122) | WPC Transmission Line # 235 DNU | WPC Transmission Line # 235 | 135002 | Land Rights - Non-Depreciable: 4552XXXXXX | 9870073 | T-LIN S13 T22 R58 | 1959-07-01 | 1959-07-01 | CPR Conversion
1 | 220.11 | -6.2351 | 226.3451 | 2024-12-01 | BH Colorado Electric Oper Co | Regulated Electric (122) | WPC Transmission Line # 235 DNU | WPC Transmission Line # 235 | 135002 | Land Rights - Non-Depreciable: 4552XXXXXX | 9870007 | T-LIN S18 T21 R60 | 1959-07-01 | 1959-07-01 | CPR Conversion
1 | 1022.79 | -28.9729 | 1051.7629 | 2024-12-01 | BH Colorado Electric Oper Co | Regulated Electric (122) | WPC Transmission Line # 235 DNU | WPC Transmission Line # 235 | 135002 | Land Rights - Non-Depreciable: 4552XXXXXX | 9870080 | T-LIN S30 T20 R62 | 1959-07-01 | 1959-07-01 | CPR Conversion
2 | 85.06 | -2.4095 | 87.4695 | 2024-12-01 | BH Colorado Electric Oper Co | Regulated Electric (122) | WPC Transmission Line # 235 DNU | WPC Transmission Line # 235 | 135002 | Land Rights - Non-Depreciable: 4552XXXXXX | 9870077 | T-LIN S04 T24 R55 | 1959-07-01 | 1959-07-01 | CPR Conversion
1 | 47.85 | -1.3555 | 49.2055 | 2024-12-01 | BH Colorado Electric Oper Co | Regulated Electric (122) | WPC Transmission Line # 235 DNU | WPC Transmission Line # 235 | 135002 | Land Rights - Non-Depreciable: 4552XXXXXX | 9870076 | T-LIN S20 T22 R58 | 1959-07-01 | 1959-07-01 | CPR Conversion
4 | 1577.46 | -44.6852 | 1622.1452 | 2024-12-01 | BH Colorado Electric Oper Co | Regulated Electric (122) | WPC Transmission Line # 235 DNU | WPC Transmission Line # 235 | 135002 | Land Rights - Non-Depreciable: 4552XXXXXX | 9718849 | T-LIN S04 T23 R55 | 1959-07-01 | 1959-07-01 | CPR Conversion
2 | 218.49 | -6.1892 | 224.6792 | 2024-12-01 | BH Colorado Electric Oper Co | Regulated Electric (122) | WPC Transmission Line # 235 DNU | WPC Transmission Line # 235 | 135002 | Land Rights - Non-Depreciable: 4552XXXXXX | 9870074 | T-LIN S24 T22 R58 | 1959-07-01 | 1959-07-01 | CPR Conversion
2 | 157.58 | -4.4638 | 162.0438 | 2024-12-01 | BH Colorado Electric Oper Co | Regulated Electric (122) | WPC Transmission Line # 235 DNU | WPC Transmission Line # 235 | 135002 | Land Rights - Non-Depreciable: 4552XXXXXX | 9870067 | T-LIN S20 T22 R56 | 1959-07-01 | 1959-07-01 | CPR Conversion
1 | 94.08 | -2.665 | 96.745 | 2024-12-01 | BH Colorado Electric Oper Co | Regulated Electric (122) | WPC Transmission Line # 235 DNU | WPC Transmission Line # 235 | 135002 | Land Rights - Non-Depreciable: 4552XXXXXX | 9870066 | T-LIN S21 T23 R55 | 1959-07-01 | 1959-07-01 | CPR Conversion
2 | 419.34 | -11.8788 | 431.2188 | 2024-12-01 | BH Colorado Electric Oper Co | Regulated Electric (122) | WPC Transmission Line # 235 DNU | WPC Transmission Line # 235 | 135002 | Land Rights - Non-Depreciable: 4552XXXXXX | 9870072 | T-LIN S19 T22 R57 | 1959-07-01 | 1959-07-01 | CPR Conversion
1 | 252.65 | -7.1569 | 259.8069 | 2024-12-01 | BH Colorado Electric Oper Co | Regulated Electric (122) | WPC Transmission Line # 235 DNU | WPC Transmission Line # 235 | 135002 | Land Rights - Non-Depreciable: 4552XXXXXX | 9870013 | T-LIN S09 T20 R64 | 1959-07-01 | 1959-07-01 | CPR Conversion
1 | 317.01 | -8.98 | 325.99 | 2024-12-01 | BH Colorado Electric Oper Co | Regulated Electric (122) | WPC Transmission Line # 235 DNU | WPC Transmission Line # 235 | 135002 | Land Rights - Non-Depreciable: 4552XXXXXX | 9870008 | T-LIN S04 T20 R61 | 1959-07-01 | 1959-07-01 | CPR Conversion
2 | 265.75 | -7.528 | 273.278 | 2024-12-01 | BH Colorado Electric Oper Co | Regulated Electric (122) | WPC Transmission Line # 235 DNU | WPC Transmission Line # 235 | 135002 | Land Rights - Non-Depreciable: 4552XXXXXX | 9727122 | T-LIN S28 T23 R55 | 1959-07-01 | 1959-07-01 | CPR Conversion
4 | 221.85 | -6.2844 | 228.1344 | 2024-12-01 | BH Colorado Electric Oper Co | Regulated Electric (122) | WPC Transmission Line # 235 DNU | WPC Transmission Line # 235 | 135002 | Land Rights - Non-Depreciable: 4552XXXXXX | 9869998 | T-LIN S33 T23 R55 | 1959-07-01 | 1959-07-01 | CPR Conversion
1 | 1203.43 | -34.0899 | 1237.5199 | 2024-12-01 | BH Colorado Electric Oper Co | Regulated Electric (122) | WPC Transmission Line # 235 DNU | WPC Transmission Line # 235 | 135002 | Land Rights - Non-Depreciable: 4552XXXXXX | 9699857 | T-LIN S03 T21 R60 | 1959-07-01 | 1959-07-01 | CPR Conversion
1 | 65.79 | -1.8637 | 67.6537 | 2024-12-01 | BH Colorado Electric Oper Co | Regulated Electric (122) | WPC Transmission Line # 235 DNU | WPC Transmission Line # 235 | 135002 | Land Rights - Non-Depreciable: 4552XXXXXX | 9870015 | T-LIN S12 T20 R65 | 1959-07-01 | 1959-07-01 | CPR Conversion
4 | 465.41 | -13.1838 | 478.5938 | 2024-12-01 | BH Colorado Electric Oper Co | Regulated Electric (122) | WPC Transmission Line # 235 DNU | WPC Transmission Line # 235 | 135002 | Land Rights - Non-Depreciable: 4552XXXXXX | 9718842 | T-LIN S11 T22 R59 | 1959-07-01 | 1959-07-01 | CPR Conversion
2 | 46.64 | -1.3212 | 47.9612 | 2024-12-01 | BH Colorado Electric Oper Co | Regulated Electric (122) | WPC Transmission Line # 235 DNU | WPC Transmission Line # 235 | 135002 | Land Rights - Non-Depreciable: 4552XXXXXX | 9870070 | T-LIN S22 T22 R57 | 1959-07-01 | 1959-07-01 | CPR Conversion
2 | 188.37 | -5.336 | 193.706 | 2024-12-01 | BH Colorado Electric Oper Co | Regulated Electric (122) | WPC Transmission Line # 235 DNU | WPC Transmission Line # 235 | 135002 | Land Rights - Non-Depreciable: 4552XXXXXX | 9870075 | T-LIN S07 T22 R58 | 1959-07-01 | 1959-07-01 | CPR Conversion
1 | 62.92 | -1.6463 | 64.5663 | 2024-12-01 | BH Colorado Electric Oper Co | Regulated Electric (122) | WPC Transmission Line # 235 DNU | WPC Transmission Line # 235 | 135002 | Land Rights - Non-Depreciable: 4552XXXXXX | 9870065 | T-LIN S11 T20 R65 | 1964-07-01 | 1964-07-01 | CPR Conversion
1 | 65.79 | -1.8637 | 67.6537 | 2024-12-01 | BH Colorado Electric Oper Co | Regulated Electric (122) | WPC Transmission Line # 235 DNU | WPC Transmission Line # 235 | 135002 | Land Rights - Non-Depreciable: 4552XXXXXX | 9870012 | T-LIN S32 T20 R62 | 1959-07-01 | 1959-07-01 | CPR Conversion
1 | 741.67 | -21.0095 | 762.6795 | 2024-12-01 | BH Colorado Electric Oper Co | Regulated Electric (122) | WPC Transmission Line # 235 DNU | WPC Transmission Line # 235 | 135002 | Land Rights - Non-Depreciable: 4552XXXXXX | 9870078 | T-LIN S32 T20 R65 | 1959-07-01 | 1959-07-01 | CPR Conversion
1 | 41.87 | -1.1861 | 43.0561 | 2024-12-01 | BH Colorado Electric Oper Co | Regulated Electric (122) | WPC Transmission Line # 235 DNU | WPC Transmission Line # 235 | 135002 | Land Rights - Non-Depreciable: 4552XXXXXX | 9870136 | LAND RIGHTS | 1959-07-01 | 1959-07-01 | CPR Conversion
2 | 267.78 | -7.5855 | 275.3655 | 2024-12-01 | BH Colorado Electric Oper Co | Regulated Electric (122) | WPC Transmission Line # 235 DNU | WPC Transmission Line # 235 | 135002 | Land Rights - Non-Depreciable: 4552XXXXXX | 9870069 | T-LIN S23 T22 R57 | 1959-07-01 | 1959-07-01 | CPR Conversion
1 | 470.13 | -13.3175 | 483.4475 | 2024-12-01 | BH Colorado Electric Oper Co | Regulated Electric (122) | WPC Transmission Line # 235 DNU | WPC Transmission Line # 235 | 135002 | Land Rights - Non-Depreciable: 4552XXXXXX | 9870003 | T-LIN S25 T21 R60 | 1959-07-01 | 1959-07-01 | CPR Conversion
1 | 48.59 | -1.3764 | 49.9664 | 2024-12-01 | BH Colorado Electric Oper Co | Regulated Electric (122) | WPC Transmission Line # 235 DNU | WPC Transmission Line # 235 | 135002 | Land Rights - Non-Depreciable: 4552XXXXXX | 9870059 | T-LIN S02 T22 R59 | 1959-07-01 | 1959-07-01 | CPR Conversion
1 | 5689.82 | -126.7286 | 5816.5486 | 2024-12-01 | BH Colorado Electric Oper Co | Regulated Electric (122) | WPC Transmission Line # 235 DNU | WPC Transmission Line # 235 | 135002 | Land Rights - Non-Depreciable: 4552XXXXXX | 9870062 | T-LIN S07 T19 R61 | 1973-07-01 | 1973-07-01 | CPR Conversion
2 | 220.73 | -6.2527 | 226.9827 | 2024-12-01 | BH Colorado Electric Oper Co | Regulated Electric (122) | WPC Transmission Line # 235 DNU | WPC Transmission Line # 235 | 135002 | Land Rights - Non-Depreciable: 4552XXXXXX | 9870000 | T-LIN S09 T22 R58 | 1959-07-01 | 1959-07-01 | CPR Conversion
0 | 0 | 0 | 0 | 2024-12-01 | BH Colorado Electric Oper Co | Regulated Electric (122) | WPC Transmission Line # 235 DNU | WPC Transmission Line # 235 | 135500 | Crossarm Assemblies, Wood: 7914000000 | 9802883 | CROSSARM ASSEMBLIES, WOOD | 1973-07-01 | 1973-07-01 | WCDXFER
0 | 0 | 0 | 0 | 2024-12-01 | BH Colorado Electric Oper Co | Regulated Electric (122) | WPC Transmission Line # 235 DNU | WPC Transmission Line # 235 | 135500 | Crossarm Assemblies, Wood: 7914000000 | 9802451 | CROSSARM ASSEMBLIES, WOOD | 1959-07-01 | 1959-07-01 | WCDXFER
0 | 0 | 0 | 0 | 2024-12-01 | BH Colorado Electric Oper Co | Regulated Electric (122) | WPC Transmission Line # 235 DNU | WPC Transmission Line # 235 | 135500 | Crossarm Assemblies, Wood: 7914000000 | 9802453 | CROSSARM ASSEMBLIES, WOOD | 1967-07-01 | 1967-07-01 | WCDXFER
0 | 0 | 0 | 0 | 2024-12-01 | BH Colorado Electric Oper Co | Regulated Electric (122) | WPC Transmission Line # 235 DNU | WPC Transmission Line # 235 | 135500 | Crossarm Assemblies, Wood: 7914000000 | 9802452 | CROSSARM ASSEMBLIES, WOOD | 1962-07-01 | 1962-07-01 | WCDXFER
0 | 0 | 0 | 0 | 2024-12-01 | BH Colorado Electric Oper Co | Regulated Electric (122) | WPC Transmission Line # 235 DNU | WPC Transmission Line # 235 | 135500 | Crossarm Assemblies, Wood: 7914000000 | 9802399 | CROSSARM ASSEMBLIES, WOOD | 1959-07-01 | 1959-07-01 | WCDXFER
0 | 0 | 0 | 0 | 2024-12-01 | BH Colorado Electric Oper Co | Regulated Electric (122) | WPC Transmission Line # 235 DNU | WPC Transmission Line # 235 | 135500 | Crossarm Assemblies, Wood: 7914000000 | 9802383 | CROSSARM ASSEMBLIES, WOOD | 1966-07-01 | 1966-07-01 | WCDXFER
0 | 0 | 0 | 0 | 2024-12-01 | BH Colorado Electric Oper Co | Regulated Electric (122) | WPC Transmission Line # 235 DNU | WPC Transmission Line # 235 | 135500 | Crossarm Assemblies, Wood: 7914000000 | 9802886 | CROSSARM ASSEMBLIES, WOOD | 1988-07-01 | 1988-07-01 | WCDXFER
0 | 0 | 0 | 0 | 2024-12-01 | BH Colorado Electric Oper Co | Regulated Electric (122) | WPC Transmission Line # 235 DNU | WPC Transmission Line # 235 | 135500 | Crossarm Assemblies, Wood: 7914000000 | 9802783 | CROSSARM ASSEMBLIES, WOOD | 1959-07-01 | 1959-07-01 | WCDXFER
0 | 0 | 0 | 0 | 2024-12-01 | BH Colorado Electric Oper Co | Regulated Electric (122) | WPC Transmission Line # 235 DNU | WPC Transmission Line # 235 | 135500 | Crossarm Assemblies, Wood: 7914000000 | 9802401 | CROSSARM ASSEMBLIES, WOOD | 1975-07-01 | 1975-07-01 | WCDXFER
0 | 0 | 0 | 0 | 2024-12-01 | BH Colorado Electric Oper Co | Regulated Electric (122) | WPC Transmission Line # 235 DNU | WPC Transmission Line # 235 | 135500 | Crossarm Assemblies, Wood: 7914000000 | 9802818 | CROSSARM ASSEMBLIES, WOOD | 1959-07-01 | 1959-07-01 | WCDXFER
0 | 0 | 0 | 0 | 2024-12-01 | BH Colorado Electric Oper Co | Regulated Electric (122) | WPC Transmission Line # 235 DNU | WPC Transmission Line # 235 | 135500 | Crossarm Assemblies, Wood: 7914000000 | 9802745 | CROSSARM ASSEMBLIES, WOOD | 1959-07-01 | 1959-07-01 | WCDXFER
0 | 0 | 0 | 0 | 2024-12-01 | BH Colorado Electric Oper Co | Regulated Electric (122) | WPC Transmission Line # 235 DNU | WPC Transmission Line # 235 | 135500 | Crossarm Assemblies, Wood: 7914000000 | 9802454 | CROSSARM ASSEMBLIES, WOOD | 1986-07-01 | 1986-07-01 | WCDXFER
0 | 0 | 0 | 0 | 2024-12-01 | BH Colorado Electric Oper Co | Regulated Electric (122) | WPC Transmission Line # 235 DNU | WPC Transmission Line # 235 | 135500 | Crossarm Assemblies, Wood: 7914000000 | 9802746 | CROSSARM ASSEMBLIES, WOOD | 1964-07-01 | 1964-07-01 | WCDXFER
0 | 0 | 0 | 0 | 2024-12-01 | BH Colorado Electric Oper Co | Regulated Electric (122) | WPC Transmission Line # 235 DNU | WPC Transmission Line # 235 | 135500 | Crossarm Assemblies, Wood: 7914000000 | 9802885 | CROSSARM ASSEMBLIES, WOOD | 1987-07-01 | 1987-07-01 | WCDXFER
0 | 0 | 0 | 0 | 2024-12-01 | BH Colorado Electric Oper Co | Regulated Electric (122) | WPC Transmission Line # 235 DNU | WPC Transmission Line # 235 | 135500 | Crossarm Assemblies, Wood: 7914000000 | 9802707 | CROSSARM ASSEMBLIES, WOOD | 1959-07-01 | 1959-07-01 | WCDXFER
0 | 0 | 0 | 0 | 2024-12-01 | BH Colorado Electric Oper Co | Regulated Electric (122) | WPC Transmission Line # 235 DNU | WPC Transmission Line # 235 | 135500 | Crossarm Assemblies, Wood: 7914000000 | 9802568 | CROSSARM ASSEMBLIES, WOOD | 1975-07-01 | 1975-07-01 | WCDXFER
0 | 0 | 0 | 0 | 2024-12-01 | BH Colorado Electric Oper Co | Regulated Electric (122) | WPC Transmission Line # 235 DNU | WPC Transmission Line # 235 | 135500 | Crossarm Assemblies, Wood: 7914000000 | 9802884 | CROSSARM ASSEMBLIES, WOOD | 1977-07-01 | 1977-07-01 | WCDXFER
0 | 0 | 0 | 0 | 2024-12-01 | BH Colorado Electric Oper Co | Regulated Electric (122) | WPC Transmission Line # 235 DNU | WPC Transmission Line # 235 | 135500 | Crossarm Assemblies, Wood: 7914000000 | 9802567 | CROSSARM ASSEMBLIES, WOOD | 1959-07-01 | 1959-07-01 | WCDXFER
0 | 0 | 0 | 0 | 2024-12-01 | BH Colorado Electric Oper Co | Regulated Electric (122) | WPC Transmission Line # 235 DNU | WPC Transmission Line # 235 | 135500 | Crossarm Assemblies, Wood: 7914000000 | 9802400 | CROSSARM ASSEMBLIES, WOOD | 1967-07-01 | 1967-07-01 | WCDXFER
0 | 0 | 0 | 0 | 2024-12-01 | BH Colorado Electric Oper Co | Regulated Electric (122) | WPC Transmission Line # 235 DNU | WPC Transmission Line # 235 | 135500 | Crossarm Assemblies, Wood: 7914000000 | 9802382 | CROSSARM ASSEMBLIES, WOOD | 1959-07-01 | 1959-07-01 | WCDXFER
0 | 0 | 0 | 0 | 2024-12-01 | BH Colorado Electric Oper Co | Regulated Electric (122) | WPC Transmission Line # 235 DNU | WPC Transmission Line # 235 | 135500 | Pole, Wood: 7911000000 | 9803352 | POLE, WOOD | 1959-07-01 | 1959-07-01 | WCDXFER
0 | 0 | 0 | 0 | 2024-12-01 | BH Colorado Electric Oper Co | Regulated Electric (122) | WPC Transmission Line # 235 DNU | WPC Transmission Line # 235 | 135500 | Pole, Wood: 7911000000 | 9802991 | POLE, WOOD | 1962-07-01 | 1962-07-01 | WCDXFER
0 | 0 | 0 | 0 | 2024-12-01 | BH Colorado Electric Oper Co | Regulated Electric (122) | WPC Transmission Line # 235 DNU | WPC Transmission Line # 235 | 135500 | Pole, Wood: 7911000000 | 9802938 | POLE, WOOD | 1959-07-01 | 1959-07-01 | WCDXFER
0 | 0 | 0 | 0 | 2024-12-01 | BH Colorado Electric Oper Co | Regulated Electric (122) | WPC Transmission Line # 235 DNU | WPC Transmission Line # 235 | 135500 | Pole, Wood: 7911000000 | 9803500 | POLE, WOOD | 1987-07-01 | 1987-07-01 | WCDXFER
0 | 0 | 0 | 0 | 2024-12-01 | BH Colorado Electric Oper Co | Regulated Electric (122) | WPC Transmission Line # 235 DNU | WPC Transmission Line # 235 | 135500 | Pole, Wood: 7911000000 | 9803318 | POLE, WOOD | 1959-07-01 | 1959-07-01 | WCDXFER
0 | 0 | 0 | 0 | 2024-12-01 | BH Colorado Electric Oper Co | Regulated Electric (122) | WPC Transmission Line # 235 DNU | WPC Transmission Line # 235 | 135500 | Pole, Wood: 7911000000 | 9803106 | POLE, WOOD | 1975-07-01 | 1975-07-01 | WCDXFER
0 | 0 | 0 | 0 | 2024-12-01 | BH Colorado Electric Oper Co | Regulated Electric (122) | WPC Transmission Line # 235 DNU | WPC Transmission Line # 235 | 135500 | Pole, Wood: 7911000000 | 9803105 | POLE, WOOD | 1959-07-01 | 1959-07-01 | WCDXFER
0 | 0 | 0 | 0 | 2024-12-01 | BH Colorado Electric Oper Co | Regulated Electric (122) | WPC Transmission Line # 235 DNU | WPC Transmission Line # 235 | 135500 | Pole, Wood: 7911000000 | 9802922 | POLE, WOOD | 1966-07-01 | 1966-07-01 | WCDXFER
0 | 0 | 0 | 0 | 2024-12-01 | BH Colorado Electric Oper Co | Regulated Electric (122) | WPC Transmission Line # 235 DNU | WPC Transmission Line # 235 | 135500 | Pole, Wood: 7911000000 | 9802940 | POLE, WOOD | 1975-07-01 | 1975-07-01 | WCDXFER
0 | 0 | 0 | 0 | 2024-12-01 | BH Colorado Electric Oper Co | Regulated Electric (122) | WPC Transmission Line # 235 DNU | WPC Transmission Line # 235 | 135500 | Pole, Wood: 7911000000 | 9804939 | POLE, WOOD | 1973-07-01 | 1973-07-01 | WCDXFER
0 | 0 | 0 | 0 | 2024-12-01 | BH Colorado Electric Oper Co | Regulated Electric (122) | WPC Transmission Line # 235 DNU | WPC Transmission Line # 235 | 135500 | Pole, Wood: 7911000000 | 9804933 | POLE, WOOD | 1973-07-01 | 1973-07-01 | WCDXFER
0 | 0 | 0 | 0 | 2024-12-01 | BH Colorado Electric Oper Co | Regulated Electric (122) | WPC Transmission Line # 235 DNU | WPC Transmission Line # 235 | 135500 | Pole, Wood: 7911000000 | 9803501 | POLE, WOOD | 1988-07-01 | 1988-07-01 | WCDXFER
0 | 0 | 0 | 0 | 2024-12-01 | BH Colorado Electric Oper Co | Regulated Electric (122) | WPC Transmission Line # 235 DNU | WPC Transmission Line # 235 | 135500 | Pole, Wood: 7911000000 | 9803388 | POLE, WOOD | 1959-07-01 | 1959-07-01 | WCDXFER
0 | 0 | 0 | 0 | 2024-12-01 | BH Colorado Electric Oper Co | Regulated Electric (122) | WPC Transmission Line # 235 DNU | WPC Transmission Line # 235 | 135500 | Pole, Wood: 7911000000 | 9803499 | POLE, WOOD | 1977-07-01 | 1977-07-01 | WCDXFER
0 | 0 | 0 | 0 | 2024-12-01 | BH Colorado Electric Oper Co | Regulated Electric (122) | WPC Transmission Line # 235 DNU | WPC Transmission Line # 235 | 135500 | Pole, Wood: 7911000000 | 9802993 | POLE, WOOD | 1986-07-01 | 1986-07-01 | WCDXFER
0 | 0 | 0 | 0 | 2024-12-01 | BH Colorado Electric Oper Co | Regulated Electric (122) | WPC Transmission Line # 235 DNU | WPC Transmission Line # 235 | 135500 | Pole, Wood: 7911000000 | 9802921 | POLE, WOOD | 1959-07-01 | 1959-07-01 | WCDXFER
0 | 0 | 0 | 0 | 2024-12-01 | BH Colorado Electric Oper Co | Regulated Electric (122) | WPC Transmission Line # 235 DNU | WPC Transmission Line # 235 | 135500 | Pole, Wood: 7911000000 | 9803319 | POLE, WOOD | 1964-07-01 | 1964-07-01 | WCDXFER
0 | 0 | 0 | 0 | 2024-12-01 | BH Colorado Electric Oper Co | Regulated Electric (122) | WPC Transmission Line # 235 DNU | WPC Transmission Line # 235 | 135500 | Pole, Wood: 7911000000 | 9802990 | POLE, WOOD | 1959-07-01 | 1959-07-01 | WCDXFER
0 | 0 | 0 | 0 | 2024-12-01 | BH Colorado Electric Oper Co | Regulated Electric (122) | WPC Transmission Line # 235 DNU | WPC Transmission Line # 235 | 135500 | Pole, Wood: 7911000000 | 9803245 | POLE, WOOD | 1959-07-01 | 1959-07-01 | WCDXFER
0 | 0 | 0 | 0 | 2024-12-01 | BH Colorado Electric Oper Co | Regulated Electric (122) | WPC Transmission Line # 235 DNU | WPC Transmission Line # 235 | 135500 | Pole, Wood: 7911000000 | 9802992 | POLE, WOOD | 1967-07-01 | 1967-07-01 | WCDXFER
0 | 0 | 0 | 0 | 2024-12-01 | BH Colorado Electric Oper Co | Regulated Electric (122) | WPC Transmission Line # 235 DNU | WPC Transmission Line # 235 | 135500 | Pole, Wood: 7911000000 | 9802939 | POLE, WOOD | 1967-07-01 | 1967-07-01 | WCDXFER
0 | 0 | 0 | 0 | 2024-12-01 | BH Colorado Electric Oper Co | Regulated Electric (122) | WPC Transmission Line # 235 DNU | WPC Transmission Line # 235 | 135500 | Wood 1 Pole 50': 7911015000 | 9974681 | WOOD 1 POLE 50' | 1959-07-01 | 1959-07-01 | CPR Conversion
0 | 0 | 0 | 0 | 2024-12-01 | BH Colorado Electric Oper Co | Regulated Electric (122) | WPC Transmission Line # 235 DNU | WPC Transmission Line # 235 | 135500 | Wood 1 Pole 50': 7911015000 | 9974680 | WOOD 1 POLE 50' | 1966-07-01 | 1966-07-01 | CPR Conversion
0 | 0 | 0 | 0 | 2024-12-01 | BH Colorado Electric Oper Co | Regulated Electric (122) | WPC Transmission Line # 235 DNU | WPC Transmission Line # 235 | 135500 | Wood 1 Pole 55': 7911015500 | 9974678 | WOOD 1 POLE 55' | 1975-07-01 | 1975-07-01 | CPR Conversion
0 | 0 | 0 | 0 | 2024-12-01 | BH Colorado Electric Oper Co | Regulated Electric (122) | WPC Transmission Line # 235 DNU | WPC Transmission Line # 235 | 135500 | Wood 1 Pole 55': 7911015500 | 9724170 | WOOD 1 POLE 55' | 1959-07-01 | 1959-07-01 | CPR Conversion
0 | 0 | 0 | 0 | 2024-12-01 | BH Colorado Electric Oper Co | Regulated Electric (122) | WPC Transmission Line # 235 DNU | WPC Transmission Line # 235 | 135500 | Wood 1 Pole 55': 7911015500 | 9974679 | WOOD 1 POLE 55' | 1967-07-01 | 1967-07-01 | CPR Conversion
0 | 0 | 0 | 0 | 2024-12-01 | BH Colorado Electric Oper Co | Regulated Electric (122) | WPC Transmission Line # 235 DNU | WPC Transmission Line # 235 | 135500 | Wood 1 Pole 60': 7911016000 | 9728061 | WOOD 1 POLE 60' | 1967-07-01 | 1967-07-01 | CPR Conversion
0 | 0 | 0 | 0 | 2024-12-01 | BH Colorado Electric Oper Co | Regulated Electric (122) | WPC Transmission Line # 235 DNU | WPC Transmission Line # 235 | 135500 | Wood 1 Pole 60': 7911016000 | 9974675 | WOOD 1 POLE 60' | 1986-07-01 | 1986-07-01 | CPR Conversion
0 | 0 | 0 | 0 | 2024-12-01 | BH Colorado Electric Oper Co | Regulated Electric (122) | WPC Transmission Line # 235 DNU | WPC Transmission Line # 235 | 135500 | Wood 1 Pole 60': 7911016000 | 9974676 | WOOD 1 POLE 60' | 1962-07-01 | 1962-07-01 | CPR Conversion
0 | 0 | 0 | 0 | 2024-12-01 | BH Colorado Electric Oper Co | Regulated Electric (122) | WPC Transmission Line # 235 DNU | WPC Transmission Line # 235 | 135500 | Wood 1 Pole 60': 7911016000 | 9974677 | WOOD 1 POLE 60' | 1959-07-01 | 1959-07-01 | CPR Conversion
0 | 0 | 0 | 0 | 2024-12-01 | BH Colorado Electric Oper Co | Regulated Electric (122) | WPC Transmission Line # 235 DNU | WPC Transmission Line # 235 | 135500 | Wood 1 Pole 65': 7911016500 | 9697430 | WOOD 1 POLE 65' | 1959-07-01 | 1959-07-01 | CPR Conversion
0 | 0 | 0 | 0 | 2024-12-01 | BH Colorado Electric Oper Co | Regulated Electric (122) | WPC Transmission Line # 235 DNU | WPC Transmission Line # 235 | 135500 | Wood 1 Pole 65': 7911016500 | 9974674 | WOOD 1 POLE 65' | 1975-07-01 | 1975-07-01 | CPR Conversion
0 | 0 | 0 | 0 | 2024-12-01 | BH Colorado Electric Oper Co | Regulated Electric (122) | WPC Transmission Line # 235 DNU | WPC Transmission Line # 235 | 135500 | Wood 1 Pole 70': 7911017000 | 9974673 | WOOD 1 POLE 70' | 1959-07-01 | 1959-07-01 | CPR Conversion
0 | 0 | 0 | 0 | 2024-12-01 | BH Colorado Electric Oper Co | Regulated Electric (122) | WPC Transmission Line # 235 DNU | WPC Transmission Line # 235 | 135500 | Wood 1 Pole 75': 7911017500 | 9974672 | WOOD 1 POLE 75' | 1959-07-01 | 1959-07-01 | CPR Conversion
0 | 0 | 0 | 0 | 2024-12-01 | BH Colorado Electric Oper Co | Regulated Electric (122) | WPC Transmission Line # 235 DNU | WPC Transmission Line # 235 | 135500 | Wood 1 Pole 75': 7911017500 | 9974671 | WOOD 1 POLE 75' | 1964-07-01 | 1964-07-01 | CPR Conversion
0 | 0 | 0 | 0 | 2024-12-01 | BH Colorado Electric Oper Co | Regulated Electric (122) | WPC Transmission Line # 235 DNU | WPC Transmission Line # 235 | 135500 | Wood 1 Pole 80': 7911018000 | 9974670 | WOOD 1 POLE 80' | 1959-07-01 | 1959-07-01 | CPR Conversion
0 | 0 | 0 | 0 | 2024-12-01 | BH Colorado Electric Oper Co | Regulated Electric (122) | WPC Transmission Line # 235 DNU | WPC Transmission Line # 235 | 135500 | Wood 1 Pole 95': 7911019500 | 9974669 | WOOD 1 POLE 95' | 1959-07-01 | 1959-07-01 | CPR Conversion
0 | 0 | 0 | 0 | 2024-12-01 | BH Colorado Electric Oper Co | Regulated Electric (122) | WPC Transmission Line # 235 DNU | WPC Transmission Line # 235 | 135500 | Wood 2 Poles 70': 7911027000 | 9974666 | WOOD 2 POLES 70' | 1988-07-01 | 1988-07-01 | CPR Conversion
0 | 0 | 0 | 0 | 2024-12-01 | BH Colorado Electric Oper Co | Regulated Electric (122) | WPC Transmission Line # 235 DNU | WPC Transmission Line # 235 | 135500 | Wood 2 Poles 70': 7911027000 | 9974667 | WOOD 2 POLES 70' | 1987-07-01 | 1987-07-01 | CPR Conversion
0 | 0 | 0 | 0 | 2024-12-01 | BH Colorado Electric Oper Co | Regulated Electric (122) | WPC Transmission Line # 235 DNU | WPC Transmission Line # 235 | 135500 | Wood 2 Poles 70': 7911027000 | 9974668 | WOOD 2 POLES 70' | 1973-07-01 | 1973-07-01 | CPR Conversion
0 | 0 | 0 | 0 | 2024-12-01 | BH Colorado Electric Oper Co | Regulated Electric (122) | WPC Transmission Line # 235 DNU | WPC Transmission Line # 235 | 135500 | Wood 2 Poles 70': 7911027000 | 9974665 | WOOD 2 POLES 70' | 1977-07-01 | 1977-07-01 | CPR Conversion
0 | 0 | 0 | 0 | 2024-12-01 | BH Colorado Electric Oper Co | Regulated Electric (122) | WPC Transmission Line # 235 DNU | WPC Transmission Line # 235 | 135500 | Wood 3 Poles 70': 7911047000 | 9724169 | WOOD 3 POLES 70' | 1973-07-01 | 1973-07-01 | CPR Conversion
0 | 0 | 0 | 0 | 2024-12-01 | BH Colorado Electric Oper Co | Regulated Electric (122) | WPC Transmission Line # 235 DNU | WPC Transmission Line # 235 | 135600 | Conductor, Oh: 1681000000 | 9974663 | TRANSMISSION LINES-CONDUCTOR | 1973-07-01 | 1973-07-01 | CPR Conversion
0 | 0 | 0 | 0 | 2024-12-01 | BH Colorado Electric Oper Co | Regulated Electric (122) | WPC Transmission Line # 235 DNU | WPC Transmission Line # 235 | 135600 | Conductor, Oh: 1681000000 | 9693324 | TRANSMISSION LINES-CONDUCTOR | 1965-07-01 | 1965-07-01 | CPR Conversion
0 | 0 | 0 | 0 | 2024-12-01 | BH Colorado Electric Oper Co | Regulated Electric (122) | WPC Transmission Line # 235 DNU | WPC Transmission Line # 235 | 135600 | Conductor, Oh: 1681000000 | 9974664 | CONDUCTOR, OVERHEAD | 1959-07-01 | 1959-07-01 | CPR Conversion
0 | 0 | 0 | 0 | 2024-12-01 | BH Colorado Electric Oper Co | Regulated Electric (122) | WPC Transmission Line # 235 DNU | WPC Transmission Line # 235 | 135600 | Conductor, Oh: 1681000000 | 9697429 | TRANSMISSION LINES-CONDUCTOR | 1975-07-01 | 1975-07-01 | CPR Conversion
0 | 0 | 0 | 0 | 2024-12-01 | BH Colorado Electric Oper Co | Regulated Electric (122) | WPC Transmission Line # 235 DNU | WPC Transmission Line # 235 | 135600 | Static Wire (Transmission Lines): 1682000000 | 9974662 | STATIC WIRE (TRANSMISSION LINES) | 1959-07-01 | 1959-07-01 | CPR Conversion
0 | 0 | 0 | 0 | 2024-12-01 | BH Colorado Electric Oper Co | Regulated Electric (122) | WPC Transmission Line # 235 DNU | WPC Transmission Line # 235 | 135600 | Static Wire (Transmission Lines): 1682000000 | 9974748 | STATIC WIRE (TRANSMISSION LINE | 1973-07-01 | 1973-07-01 | CPR Conversion
0 | 0 | 0 | 0 | 2024-12-01 | BH Colorado Electric Oper Co | Regulated Electric (122) | WPC Transmission Line # 235 DNU | WPC Transmission Line # 235 | 135600 | Static Wire (Transmission Lines): 1682000000 | 9974747 | STATIC WIRE (TRANSMISSION LINE | 1965-07-01 | 1965-07-01 | CPR Conversion
8 | 28577.02 | -475.82 | 29052.84 | 2024-12-01 | BH Colorado Electric Oper Co | Regulated Electric (122) | WPC Transmission Line # 238 DNU | WPC Transmission Line # 238 | 135002 | Land Rights - Non-Depreciable: 4552XXXXXX | 9870058 | T-LIN S23 T20 R64 | 1986-07-01 | 1986-07-01 | CPR Conversion
0 | 0 | 0 | 0 | 2024-12-01 | BH Colorado Electric Oper Co | Regulated Electric (122) | WPC Transmission Line # 238 DNU | WPC Transmission Line # 238 | 135500 | Crossarm Assemblies, Wood: 7914000000 | 9802754 | CROSSARM ASSEMBLIES, WOOD | 1986-07-01 | 1986-07-01 | WCDXFER
0 | 0 | 0 | 0 | 2024-12-01 | BH Colorado Electric Oper Co | Regulated Electric (122) | WPC Transmission Line # 238 DNU | WPC Transmission Line # 238 | 135500 | Pole, Wood: 7911000000 | 9803292 | POLE, WOOD | 1986-07-01 | 1986-07-01 | WCDXFER
0 | 0 | 0 | 0 | 2024-12-01 | BH Colorado Electric Oper Co | Regulated Electric (122) | WPC Transmission Line # 238 DNU | WPC Transmission Line # 238 | 135500 | Wood 1 Pole 70': 7911017000 | 9974741 | WOOD 1 POLE 70' | 1986-07-01 | 1986-07-01 | CPR Conversion
0 | 0 | 0 | 0 | 2024-12-01 | BH Colorado Electric Oper Co | Regulated Electric (122) | WPC Transmission Line # 238 DNU | WPC Transmission Line # 238 | 135600 | Conductor, Oh: 1681000000 | 9724175 | CONDUCTOR, OVERHEAD | 1986-07-01 | 1986-07-01 | CPR Conversion
0 | 0 | 0 | 0 | 2024-12-01 | BH Colorado Electric Oper Co | Regulated Electric (122) | WPC Transmission Line # 238 DNU | WPC Transmission Line # 238 | 135600 | Static Wire (Transmission Lines): 1682000000 | 9974740 | STATIC WIRE (TRANSMISSION LINES) | 1986-07-01 | 1986-07-01 | CPR Conversion
1 | 6217.96 | -139.6381 | 6357.5981 | 2024-12-01 | BH Colorado Electric Oper Co | Regulated Electric (122) | WPC Transmission Line # 280 | WPC Transmission Line # 280 | 135001 | Land: 4481XXXXXX | 9718834 | LAND - TRACT 43 | 1977-07-01 | 1977-07-01 | CPR Conversion
1 | 1889.91 | -42.4421 | 1932.3521 | 2024-12-01 | BH Colorado Electric Oper Co | Regulated Electric (122) | WPC Transmission Line # 280 | WPC Transmission Line # 280 | 135001 | Land: 4481XXXXXX | 9869902 | LAND - TRACT 44 | 1977-07-01 | 1977-07-01 | CPR Conversion
1 | 10935.53 | -245.5816 | 11181.1116 | 2024-12-01 | BH Colorado Electric Oper Co | Regulated Electric (122) | WPC Transmission Line # 280 | WPC Transmission Line # 280 | 135001 | Land: 4481XXXXXX | 9691238 | LAND - TRACT 42 | 1977-07-01 | 1977-07-01 | CPR Conversion
1 | 467.43 | -10.4972 | 477.9272 | 2024-12-01 | BH Colorado Electric Oper Co | Regulated Electric (122) | WPC Transmission Line # 280 | WPC Transmission Line # 280 | 135001 | Land: 4481XXXXXX | 9869903 | LAND - TRACT 41 | 1977-07-01 | 1977-07-01 | CPR Conversion
1 | 15957.52 | -358.3615 | 16315.8815 | 2024-12-01 | BH Colorado Electric Oper Co | Regulated Electric (122) | WPC Transmission Line # 280 | WPC Transmission Line # 280 | 135001 | Land: 4481XXXXXX | 9869904 | LAND - TRACT 40 | 1977-07-01 | 1977-07-01 | CPR Conversion
1 | 5141.72 | -115.4687 | 5257.1887 | 2024-12-01 | BH Colorado Electric Oper Co | Regulated Electric (122) | WPC Transmission Line # 280 | WPC Transmission Line # 280 | 135001 | Land: 4481XXXXXX | 9869905 | LAND - TRACT 39 | 1977-07-01 | 1977-07-01 | CPR Conversion
3 | 329.43 | -9.3319 | 338.7619 | 2024-12-01 | BH Colorado Electric Oper Co | Regulated Electric (122) | WPC Transmission Line # 280 | WPC Transmission Line # 280 | 135002 | Land Rights - Non-Depreciable: 4552XXXXXX | 9870089 | T-LIN S05 T21 R65 | 1959-07-01 | 1959-07-01 | CPR Conversion
1 | 179.69 | -5.0901 | 184.7801 | 2024-12-01 | BH Colorado Electric Oper Co | Regulated Electric (122) | WPC Transmission Line # 280 | WPC Transmission Line # 280 | 135002 | Land Rights - Non-Depreciable: 4552XXXXXX | 9708894 | T-LIN S09 T21 R65 | 1959-07-01 | 1959-07-01 | CPR Conversion
5 | 306 | -9.1971 | 315.1971 | 2024-12-01 | BH Colorado Electric Oper Co | Regulated Electric (122) | WPC Transmission Line # 280 | WPC Transmission Line # 280 | 135002 | Land Rights - Non-Depreciable: 4552XXXXXX | 9870092 | T-LIN S33 T20 R65 | 1955-07-01 | 1955-07-01 | CPR Conversion
2 | 176.08 | -4.9879 | 181.0679 | 2024-12-01 | BH Colorado Electric Oper Co | Regulated Electric (122) | WPC Transmission Line # 280 | WPC Transmission Line # 280 | 135002 | Land Rights - Non-Depreciable: 4552XXXXXX | 9870090 | T-LIN S32 T20 R65 | 1959-07-01 | 1959-07-01 | CPR Conversion
1 | 179.72 | -5.091 | 184.811 | 2024-12-01 | BH Colorado Electric Oper Co | Regulated Electric (122) | WPC Transmission Line # 280 | WPC Transmission Line # 280 | 135002 | Land Rights - Non-Depreciable: 4552XXXXXX | 9718850 | T-LIN S04 T21 R65 | 1959-07-01 | 1959-07-01 | CPR Conversion
2 | 253.55 | -7.1824 | 260.7324 | 2024-12-01 | BH Colorado Electric Oper Co | Regulated Electric (122) | WPC Transmission Line # 280 | WPC Transmission Line # 280 | 135002 | Land Rights - Non-Depreciable: 4552XXXXXX | 9870091 | T-LIN S33 T20 R65 | 1959-07-01 | 1959-07-01 | CPR Conversion
1 | 41.48 | 32.189 | 9.291 | 2024-12-01 | BH Colorado Electric Oper Co | Regulated Electric (122) | WPC Transmission Line # 280 | WPC Transmission Line # 280 | 135500 | Crossarm Assemblies, Wood: 7914000000 | 9802762 | CROSSARM ASSEMBLIES, WOOD | 1963-07-01 | 1963-07-01 | WCDXFER
2 | 428.32 | 229.694 | 198.626 | 2024-12-01 | BH Colorado Electric Oper Co | Regulated Electric (122) | WPC Transmission Line # 280 | WPC Transmission Line # 280 | 135500 | Crossarm Assemblies, Wood: 7914000000 | 9802543 | CROSSARM ASSEMBLIES, WOOD | 1982-07-01 | 1982-07-01 | WCDXFER
4 | 112.34 | 92.8471 | 19.4929 | 2024-12-01 | BH Colorado Electric Oper Co | Regulated Electric (122) | WPC Transmission Line # 280 | WPC Transmission Line # 280 | 135500 | Crossarm Assemblies, Wood: 7914000000 | 9801962 | CROSSARM ASSEMBLIES, WOOD | 1959-07-01 | 1959-07-01 | WCDXFER
2 | 184.54 | 122.2482 | 62.2918 | 2024-12-01 | BH Colorado Electric Oper Co | Regulated Electric (122) | WPC Transmission Line # 280 | WPC Transmission Line # 280 | 135500 | Crossarm Assemblies, Wood: 7914000000 | 9802541 | CROSSARM ASSEMBLIES, WOOD | 1972-07-01 | 1972-07-01 | WCDXFER
1 | 19.1 | 13.3758 | 5.7242 | 2024-12-01 | BH Colorado Electric Oper Co | Regulated Electric (122) | WPC Transmission Line # 280 | WPC Transmission Line # 280 | 135500 | Crossarm Assemblies, Wood: 7914000000 | 9801867 | CROSSARM ASSEMBLIES, WOOD | 1969-07-01 | 1969-07-01 | WCDXFER
2 | 62.83 | 51.1351 | 11.6949 | 2024-12-01 | BH Colorado Electric Oper Co | Regulated Electric (122) | WPC Transmission Line # 280 | WPC Transmission Line # 280 | 135500 | Crossarm Assemblies, Wood: 7914000000 | 9802798 | CROSSARM ASSEMBLIES, WOOD | 1960-07-01 | 1960-07-01 | WCDXFER
10 | 260.1 | 214.9683 | 45.1317 | 2024-12-01 | BH Colorado Electric Oper Co | Regulated Electric (122) | WPC Transmission Line # 280 | WPC Transmission Line # 280 | 135500 | Crossarm Assemblies, Wood: 7914000000 | 9801906 | CROSSARM ASSEMBLIES, WOOD | 1959-07-01 | 1959-07-01 | WCDXFER
2 | 39.38 | 34.5345 | 4.8455 | 2024-12-01 | BH Colorado Electric Oper Co | Regulated Electric (122) | WPC Transmission Line # 280 | WPC Transmission Line # 280 | 135500 | Crossarm Assemblies, Wood: 7914000000 | 9802759 | CROSSARM ASSEMBLIES, WOOD | 1955-07-01 | 1955-07-01 | WCDXFER
3 | 88.25 | 71.8236 | 16.4264 | 2024-12-01 | BH Colorado Electric Oper Co | Regulated Electric (122) | WPC Transmission Line # 280 | WPC Transmission Line # 280 | 135500 | Crossarm Assemblies, Wood: 7914000000 | 9802761 | CROSSARM ASSEMBLIES, WOOD | 1960-07-01 | 1960-07-01 | WCDXFER
3 | 272.26 | 190.6642 | 81.5958 | 2024-12-01 | BH Colorado Electric Oper Co | Regulated Electric (122) | WPC Transmission Line # 280 | WPC Transmission Line # 280 | 135500 | Crossarm Assemblies, Wood: 7914000000 | 9802728 | CROSSARM ASSEMBLIES, WOOD | 1969-07-01 | 1969-07-01 | WCDXFER
4 | 82.81 | 72.6207 | 10.1893 | 2024-12-01 | BH Colorado Electric Oper Co | Regulated Electric (122) | WPC Transmission Line # 280 | WPC Transmission Line # 280 | 135500 | Crossarm Assemblies, Wood: 7914000000 | 9802796 | CROSSARM ASSEMBLIES, WOOD | 1955-07-01 | 1955-07-01 | WCDXFER
3 | 332.08 | 199.0348 | 133.0452 | 2024-12-01 | BH Colorado Electric Oper Co | Regulated Electric (122) | WPC Transmission Line # 280 | WPC Transmission Line # 280 | 135500 | Crossarm Assemblies, Wood: 7914000000 | 9802731 | CROSSARM ASSEMBLIES, WOOD | 1977-07-01 | 1977-07-01 | WCDXFER
25 | 903.96 | 747.1078 | 156.8522 | 2024-12-01 | BH Colorado Electric Oper Co | Regulated Electric (122) | WPC Transmission Line # 280 | WPC Transmission Line # 280 | 135500 | Crossarm Assemblies, Wood: 7914000000 | 9802672 | CROSSARM ASSEMBLIES, WOOD | 1959-07-01 | 1959-07-01 | WCDXFER
3 | 276.22 | 193.4374 | 82.7826 | 2024-12-01 | BH Colorado Electric Oper Co | Regulated Electric (122) | WPC Transmission Line # 280 | WPC Transmission Line # 280 | 135500 | Crossarm Assemblies, Wood: 7914000000 | 9802639 | CROSSARM ASSEMBLIES, WOOD | 1969-07-01 | 1969-07-01 | WCDXFER
11 | 297.6 | 242.2062 | 55.3938 | 2024-12-01 | BH Colorado Electric Oper Co | Regulated Electric (122) | WPC Transmission Line # 280 | WPC Transmission Line # 280 | 135500 | Crossarm Assemblies, Wood: 7914000000 | 9802637 | CROSSARM ASSEMBLIES, WOOD | 1960-07-01 | 1960-07-01 | WCDXFER
43 | 1088.76 | 886.1036 | 202.6564 | 2024-12-01 | BH Colorado Electric Oper Co | Regulated Electric (122) | WPC Transmission Line # 280 | WPC Transmission Line # 280 | 135500 | Crossarm Assemblies, Wood: 7914000000 | 9802538 | CROSSARM ASSEMBLIES, WOOD | 1960-07-01 | 1960-07-01 | WCDXFER
39 | 674.18 | 591.2261 | 82.9539 | 2024-12-01 | BH Colorado Electric Oper Co | Regulated Electric (122) | WPC Transmission Line # 280 | WPC Transmission Line # 280 | 135500 | Crossarm Assemblies, Wood: 7914000000 | 9802536 | CROSSARM ASSEMBLIES, WOOD | 1955-07-01 | 1955-07-01 | WCDXFER
2 | 94.59 | 78.177 | 16.413 | 2024-12-01 | BH Colorado Electric Oper Co | Regulated Electric (122) | WPC Transmission Line # 280 | WPC Transmission Line # 280 | 135500 | Crossarm Assemblies, Wood: 7914000000 | 9802797 | CROSSARM ASSEMBLIES, WOOD | 1959-07-01 | 1959-07-01 | WCDXFER
1 | 32.67 | 25.3523 | 7.3177 | 2024-12-01 | BH Colorado Electric Oper Co | Regulated Electric (122) | WPC Transmission Line # 280 | WPC Transmission Line # 280 | 135500 | Crossarm Assemblies, Wood: 7914000000 | 9802539 | CROSSARM ASSEMBLIES, WOOD | 1963-07-01 | 1963-07-01 | WCDXFER
1 | 369.83 | 202.9944 | 166.8356 | 2024-12-01 | BH Colorado Electric Oper Co | Regulated Electric (122) | WPC Transmission Line # 280 | WPC Transmission Line # 280 | 135500 | Crossarm Assemblies, Wood: 7914000000 | 9802764 | CROSSARM ASSEMBLIES, WOOD | 1981-07-01 | 1981-07-01 | WCDXFER
5 | 202.43 | 167.305 | 35.125 | 2024-12-01 | BH Colorado Electric Oper Co | Regulated Electric (122) | WPC Transmission Line # 280 | WPC Transmission Line # 280 | 135500 | Crossarm Assemblies, Wood: 7914000000 | 9802760 | CROSSARM ASSEMBLIES, WOOD | 1959-07-01 | 1959-07-01 | WCDXFER
1 | 98.76 | 74.1466 | 24.6134 | 2024-12-01 | BH Colorado Electric Oper Co | Regulated Electric (122) | WPC Transmission Line # 280 | WPC Transmission Line # 280 | 135500 | Crossarm Assemblies, Wood: 7914000000 | 9802727 | CROSSARM ASSEMBLIES, WOOD | 1965-07-01 | 1965-07-01 | WCDXFER
2 | 304.86 | 182.7203 | 122.1397 | 2024-12-01 | BH Colorado Electric Oper Co | Regulated Electric (122) | WPC Transmission Line # 280 | WPC Transmission Line # 280 | 135500 | Crossarm Assemblies, Wood: 7914000000 | 9802811 | CROSSARM ASSEMBLIES, WOOD | 1977-07-01 | 1977-07-01 | WCDXFER
11 | 193.9 | 170.0417 | 23.8583 | 2024-12-01 | BH Colorado Electric Oper Co | Regulated Electric (122) | WPC Transmission Line # 280 | WPC Transmission Line # 280 | 135500 | Crossarm Assemblies, Wood: 7914000000 | 9802671 | CROSSARM ASSEMBLIES, WOOD | 1955-07-01 | 1955-07-01 | WCDXFER
3 | 85.27 | 62.9426 | 22.3274 | 2024-12-01 | BH Colorado Electric Oper Co | Regulated Electric (122) | WPC Transmission Line # 280 | WPC Transmission Line # 280 | 135500 | Crossarm Assemblies, Wood: 7914000000 | 9802540 | CROSSARM ASSEMBLIES, WOOD | 1966-07-01 | 1966-07-01 | WCDXFER
85 | 2949.85 | 2438.0015 | 511.8485 | 2024-12-01 | BH Colorado Electric Oper Co | Regulated Electric (122) | WPC Transmission Line # 280 | WPC Transmission Line # 280 | 135500 | Crossarm Assemblies, Wood: 7914000000 | 9802537 | CROSSARM ASSEMBLIES, WOOD | 1959-07-01 | 1959-07-01 | WCDXFER
2 | 17.53 | 15.373 | 2.157 | 2024-12-01 | BH Colorado Electric Oper Co | Regulated Electric (122) | WPC Transmission Line # 280 | WPC Transmission Line # 280 | 135500 | Crossarm Assemblies, Wood: 7914000000 | 9801866 | CROSSARM ASSEMBLIES, WOOD | 1955-07-01 | 1955-07-01 | WCDXFER
1 | 17.57 | 12.3043 | 5.2657 | 2024-12-01 | BH Colorado Electric Oper Co | Regulated Electric (122) | WPC Transmission Line # 280 | WPC Transmission Line # 280 | 135500 | Crossarm Assemblies, Wood: 7914000000 | 9801861 | CROSSARM ASSEMBLIES, WOOD | 1969-07-01 | 1969-07-01 | WCDXFER
2 | 29.75 | 24.2125 | 5.5375 | 2024-12-01 | BH Colorado Electric Oper Co | Regulated Electric (122) | WPC Transmission Line # 280 | WPC Transmission Line # 280 | 135500 | Crossarm Assemblies, Wood: 7914000000 | 9801855 | CROSSARM ASSEMBLIES, WOOD | 1960-07-01 | 1960-07-01 | WCDXFER
1 | 43.73 | 28.4171 | 15.3129 | 2024-12-01 | BH Colorado Electric Oper Co | Regulated Electric (122) | WPC Transmission Line # 280 | WPC Transmission Line # 280 | 135500 | Crossarm Assemblies, Wood: 7914000000 | 9802730 | CROSSARM ASSEMBLIES, WOOD | 1973-07-01 | 1973-07-01 | WCDXFER
1 | 20.64 | 17.0586 | 3.5814 | 2024-12-01 | BH Colorado Electric Oper Co | Regulated Electric (122) | WPC Transmission Line # 280 | WPC Transmission Line # 280 | 135500 | Crossarm Assemblies, Wood: 7914000000 | 9801854 | CROSSARM ASSEMBLIES, WOOD | 1959-07-01 | 1959-07-01 | WCDXFER
3 | 382 | 253.0552 | 128.9448 | 2024-12-01 | BH Colorado Electric Oper Co | Regulated Electric (122) | WPC Transmission Line # 280 | WPC Transmission Line # 280 | 135500 | Crossarm Assemblies, Wood: 7914000000 | 9802729 | CROSSARM ASSEMBLIES, WOOD | 1972-07-01 | 1972-07-01 | WCDXFER
1 | 151.5 | 96.5377 | 54.9623 | 2024-12-01 | BH Colorado Electric Oper Co | Regulated Electric (122) | WPC Transmission Line # 280 | WPC Transmission Line # 280 | 135500 | Crossarm Assemblies, Wood: 7914000000 | 9802640 | CROSSARM ASSEMBLIES, WOOD | 1974-07-01 | 1974-07-01 | WCDXFER
2 | 71.25 | 55.2909 | 15.9591 | 2024-12-01 | BH Colorado Electric Oper Co | Regulated Electric (122) | WPC Transmission Line # 280 | WPC Transmission Line # 280 | 135500 | Crossarm Assemblies, Wood: 7914000000 | 9802638 | CROSSARM ASSEMBLIES, WOOD | 1963-07-01 | 1963-07-01 | WCDXFER
1 | 45.15 | 35.0369 | 10.1131 | 2024-12-01 | BH Colorado Electric Oper Co | Regulated Electric (122) | WPC Transmission Line # 280 | WPC Transmission Line # 280 | 135500 | Crossarm Assemblies, Wood: 7914000000 | 9802763 | CROSSARM ASSEMBLIES, WOOD | 1963-07-01 | 1963-07-01 | WCDXFER
1 | 73.24 | 43.897 | 29.343 | 2024-12-01 | BH Colorado Electric Oper Co | Regulated Electric (122) | WPC Transmission Line # 280 | WPC Transmission Line # 280 | 135500 | Crossarm Assemblies, Wood: 7914000000 | 9802542 | CROSSARM ASSEMBLIES, WOOD | 1977-07-01 | 1977-07-01 | WCDXFER
2 | 2743.78 | 1644.5065 | 1099.2735 | 2024-12-01 | BH Colorado Electric Oper Co | Regulated Electric (122) | WPC Transmission Line # 280 | WPC Transmission Line # 280 | 135500 | Pole, Wood: 7911000000 | 9803373 | POLE, WOOD | 1977-07-01 | 1977-07-01 | WCDXFER
1 | 406.38 | 315.3557 | 91.0243 | 2024-12-01 | BH Colorado Electric Oper Co | Regulated Electric (122) | WPC Transmission Line # 280 | WPC Transmission Line # 280 | 135500 | Pole, Wood: 7911000000 | 9803328 | POLE, WOOD | 1963-07-01 | 1963-07-01 | WCDXFER
85 | 26548.63 | 21941.9972 | 4606.6328 | 2024-12-01 | BH Colorado Electric Oper Co | Regulated Electric (122) | WPC Transmission Line # 280 | WPC Transmission Line # 280 | 135500 | Pole, Wood: 7911000000 | 9803076 | POLE, WOOD | 1959-07-01 | 1959-07-01 | WCDXFER
3 | 794.25 | 646.4123 | 147.8377 | 2024-12-01 | BH Colorado Electric Oper Co | Regulated Electric (122) | WPC Transmission Line # 280 | WPC Transmission Line # 280 | 135500 | Pole, Wood: 7911000000 | 9803299 | POLE, WOOD | 1960-07-01 | 1960-07-01 | WCDXFER
4 | 745.31 | 653.604 | 91.706 | 2024-12-01 | BH Colorado Electric Oper Co | Regulated Electric (122) | WPC Transmission Line # 280 | WPC Transmission Line # 280 | 135500 | Pole, Wood: 7911000000 | 9803325 | POLE, WOOD | 1955-07-01 | 1955-07-01 | WCDXFER
3 | 2988.73 | 1791.3192 | 1197.4108 | 2024-12-01 | BH Colorado Electric Oper Co | Regulated Electric (122) | WPC Transmission Line # 280 | WPC Transmission Line # 280 | 135500 | Pole, Wood: 7911000000 | 9803269 | POLE, WOOD | 1977-07-01 | 1977-07-01 | WCDXFER
3 | 2486.02 | 1740.9648 | 745.0552 | 2024-12-01 | BH Colorado Electric Oper Co | Regulated Electric (122) | WPC Transmission Line # 280 | WPC Transmission Line # 280 | 135500 | Pole, Wood: 7911000000 | 9803177 | POLE, WOOD | 1969-07-01 | 1969-07-01 | WCDXFER
1 | 659.17 | 395.0788 | 264.0912 | 2024-12-01 | BH Colorado Electric Oper Co | Regulated Electric (122) | WPC Transmission Line # 280 | WPC Transmission Line # 280 | 135500 | Pole, Wood: 7911000000 | 9803081 | POLE, WOOD | 1977-07-01 | 1977-07-01 | WCDXFER
39 | 6067.64 | 5321.0524 | 746.5876 | 2024-12-01 | BH Colorado Electric Oper Co | Regulated Electric (122) | WPC Transmission Line # 280 | WPC Transmission Line # 280 | 135500 | Pole, Wood: 7911000000 | 9803075 | POLE, WOOD | 1955-07-01 | 1955-07-01 | WCDXFER
10 | 2340.9 | 1934.7146 | 406.1854 | 2024-12-01 | BH Colorado Electric Oper Co | Regulated Electric (122) | WPC Transmission Line # 280 | WPC Transmission Line # 280 | 135500 | Pole, Wood: 7911000000 | 9802215 | POLE, WOOD | 1959-07-01 | 1959-07-01 | WCDXFER
1 | 888.81 | 667.297 | 221.513 | 2024-12-01 | BH Colorado Electric Oper Co | Regulated Electric (122) | WPC Transmission Line # 280 | WPC Transmission Line # 280 | 135500 | Pole, Wood: 7911000000 | 9803301 | POLE, WOOD | 1965-07-01 | 1965-07-01 | WCDXFER
11 | 1745.09 | 1530.3669 | 214.7231 | 2024-12-01 | BH Colorado Electric Oper Co | Regulated Electric (122) | WPC Transmission Line # 280 | WPC Transmission Line # 280 | 135500 | Pole, Wood: 7911000000 | 9803209 | POLE, WOOD | 1955-07-01 | 1955-07-01 | WCDXFER
2 | 565.45 | 460.1999 | 105.2501 | 2024-12-01 | BH Colorado Electric Oper Co | Regulated Electric (122) | WPC Transmission Line # 280 | WPC Transmission Line # 280 | 135500 | Pole, Wood: 7911000000 | 9803327 | POLE, WOOD | 1960-07-01 | 1960-07-01 | WCDXFER
1 | 1363.53 | 868.8583 | 494.6717 | 2024-12-01 | BH Colorado Electric Oper Co | Regulated Electric (122) | WPC Transmission Line # 280 | WPC Transmission Line # 280 | 135500 | Pole, Wood: 7911000000 | 9803178 | POLE, WOOD | 1974-07-01 | 1974-07-01 | WCDXFER
2 | 1660.86 | 1100.2337 | 560.6263 | 2024-12-01 | BH Colorado Electric Oper Co | Regulated Electric (122) | WPC Transmission Line # 280 | WPC Transmission Line # 280 | 135500 | Pole, Wood: 7911000000 | 9803080 | POLE, WOOD | 1972-07-01 | 1972-07-01 | WCDXFER
1 | 171.86 | 120.3539 | 51.5061 | 2024-12-01 | BH Colorado Electric Oper Co | Regulated Electric (122) | WPC Transmission Line # 280 | WPC Transmission Line # 280 | 135500 | Pole, Wood: 7911000000 | 9802176 | POLE, WOOD | 1969-07-01 | 1969-07-01 | WCDXFER
2 | 267.77 | 217.9286 | 49.8414 | 2024-12-01 | BH Colorado Electric Oper Co | Regulated Electric (122) | WPC Transmission Line # 280 | WPC Transmission Line # 280 | 135500 | Pole, Wood: 7911000000 | 9802164 | POLE, WOOD | 1960-07-01 | 1960-07-01 | WCDXFER
1 | 158.12 | 110.7318 | 47.3882 | 2024-12-01 | BH Colorado Electric Oper Co | Regulated Electric (122) | WPC Transmission Line # 280 | WPC Transmission Line # 280 | 135500 | Pole, Wood: 7911000000 | 9802134 | POLE, WOOD | 1969-07-01 | 1969-07-01 | WCDXFER
2 | 3854.91 | 2067.2624 | 1787.6476 | 2024-12-01 | BH Colorado Electric Oper Co | Regulated Electric (122) | WPC Transmission Line # 280 | WPC Transmission Line # 280 | 135500 | Pole, Wood: 7911000000 | 9803082 | POLE, WOOD | 1982-07-01 | 1982-07-01 | WCDXFER
6 | 5366.39 | 3351.8159 | 2014.5741 | 2024-12-01 | BH Colorado Electric Oper Co | Regulated Electric (122) | WPC Transmission Line # 280 | WPC Transmission Line # 280 | 135500 | Pole, Wood: 7911000000 | 9804935 | POLE, WOOD | 1975-07-01 | 1975-07-01 | WCDXFER
3 | 2450.33 | 1715.971 | 734.359 | 2024-12-01 | BH Colorado Electric Oper Co | Regulated Electric (122) | WPC Transmission Line # 280 | WPC Transmission Line # 280 | 135500 | Pole, Wood: 7911000000 | 9803302 | POLE, WOOD | 1969-07-01 | 1969-07-01 | WCDXFER
5 | 1821.84 | 1505.7202 | 316.1198 | 2024-12-01 | BH Colorado Electric Oper Co | Regulated Electric (122) | WPC Transmission Line # 280 | WPC Transmission Line # 280 | 135500 | Pole, Wood: 7911000000 | 9803298 | POLE, WOOD | 1959-07-01 | 1959-07-01 | WCDXFER
25 | 8135.62 | 6723.9534 | 1411.6666 | 2024-12-01 | BH Colorado Electric Oper Co | Regulated Electric (122) | WPC Transmission Line # 280 | WPC Transmission Line # 280 | 135500 | Pole, Wood: 7911000000 | 9803210 | POLE, WOOD | 1959-07-01 | 1959-07-01 | WCDXFER
1 | 3328.43 | 1826.9273 | 1501.5027 | 2024-12-01 | BH Colorado Electric Oper Co | Regulated Electric (122) | WPC Transmission Line # 280 | WPC Transmission Line # 280 | 135500 | Pole, Wood: 7911000000 | 9803329 | POLE, WOOD | 1981-07-01 | 1981-07-01 | WCDXFER
1 | 373.31 | 289.693 | 83.617 | 2024-12-01 | BH Colorado Electric Oper Co | Regulated Electric (122) | WPC Transmission Line # 280 | WPC Transmission Line # 280 | 135500 | Pole, Wood: 7911000000 | 9803300 | POLE, WOOD | 1963-07-01 | 1963-07-01 | WCDXFER
3 | 767.44 | 566.4904 | 200.9496 | 2024-12-01 | BH Colorado Electric Oper Co | Regulated Electric (122) | WPC Transmission Line # 280 | WPC Transmission Line # 280 | 135500 | Pole, Wood: 7911000000 | 9803079 | POLE, WOOD | 1966-07-01 | 1966-07-01 | WCDXFER
43 | 9798.83 | 7974.9245 | 1823.9055 | 2024-12-01 | BH Colorado Electric Oper Co | Regulated Electric (122) | WPC Transmission Line # 280 | WPC Transmission Line # 280 | 135500 | Pole, Wood: 7911000000 | 9803077 | POLE, WOOD | 1960-07-01 | 1960-07-01 | WCDXFER
4 | 1011.05 | 835.6159 | 175.4341 | 2024-12-01 | BH Colorado Electric Oper Co | Regulated Electric (122) | WPC Transmission Line # 280 | WPC Transmission Line # 280 | 135500 | Pole, Wood: 7911000000 | 9802271 | POLE, WOOD | 1959-07-01 | 1959-07-01 | WCDXFER
2 | 157.8 | 138.3836 | 19.4164 | 2024-12-01 | BH Colorado Electric Oper Co | Regulated Electric (122) | WPC Transmission Line # 280 | WPC Transmission Line # 280 | 135500 | Pole, Wood: 7911000000 | 9802175 | POLE, WOOD | 1955-07-01 | 1955-07-01 | WCDXFER
1 | 185.77 | 153.5358 | 32.2342 | 2024-12-01 | BH Colorado Electric Oper Co | Regulated Electric (122) | WPC Transmission Line # 280 | WPC Transmission Line # 280 | 135500 | Pole, Wood: 7911000000 | 9802163 | POLE, WOOD | 1959-07-01 | 1959-07-01 | WCDXFER
2 | 354.45 | 310.837 | 43.613 | 2024-12-01 | BH Colorado Electric Oper Co | Regulated Electric (122) | WPC Transmission Line # 280 | WPC Transmission Line # 280 | 135500 | Pole, Wood: 7911000000 | 9803297 | POLE, WOOD | 1955-07-01 | 1955-07-01 | WCDXFER
1 | 294.03 | 228.1708 | 65.8592 | 2024-12-01 | BH Colorado Electric Oper Co | Regulated Electric (122) | WPC Transmission Line # 280 | WPC Transmission Line # 280 | 135500 | Pole, Wood: 7911000000 | 9803078 | POLE, WOOD | 1963-07-01 | 1963-07-01 | WCDXFER
27 | 21075.89 | 13163.8778 | 7912.0122 | 2024-12-01 | BH Colorado Electric Oper Co | Regulated Electric (122) | WPC Transmission Line # 280 | WPC Transmission Line # 280 | 135500 | Pole, Wood: 7911000000 | 9804937 | POLE, WOOD | 1975-07-01 | 1975-07-01 | WCDXFER
2 | 851.29 | 703.5769 | 147.7131 | 2024-12-01 | BH Colorado Electric Oper Co | Regulated Electric (122) | WPC Transmission Line # 280 | WPC Transmission Line # 280 | 135500 | Pole, Wood: 7911000000 | 9803326 | POLE, WOOD | 1959-07-01 | 1959-07-01 | WCDXFER
11 | 2678.37 | 2179.8315 | 498.5385 | 2024-12-01 | BH Colorado Electric Oper Co | Regulated Electric (122) | WPC Transmission Line # 280 | WPC Transmission Line # 280 | 135500 | Pole, Wood: 7911000000 | 9803211 | POLE, WOOD | 1960-07-01 | 1960-07-01 | WCDXFER
1 | 393.55 | 255.7407 | 137.8093 | 2024-12-01 | BH Colorado Electric Oper Co | Regulated Electric (122) | WPC Transmission Line # 280 | WPC Transmission Line # 280 | 135500 | Pole, Wood: 7911000000 | 9803268 | POLE, WOOD | 1973-07-01 | 1973-07-01 | WCDXFER
3 | 3437.98 | 2277.4837 | 1160.4963 | 2024-12-01 | BH Colorado Electric Oper Co | Regulated Electric (122) | WPC Transmission Line # 280 | WPC Transmission Line # 280 | 135500 | Pole, Wood: 7911000000 | 9803267 | POLE, WOOD | 1972-07-01 | 1972-07-01 | WCDXFER
2 | 641.28 | 497.6409 | 143.6391 | 2024-12-01 | BH Colorado Electric Oper Co | Regulated Electric (122) | WPC Transmission Line # 280 | WPC Transmission Line # 280 | 135500 | Pole, Wood: 7911000000 | 9803212 | POLE, WOOD | 1963-07-01 | 1963-07-01 | WCDXFER
0 | 0 | 0 | 0 | 2024-12-01 | BH Colorado Electric Oper Co | Regulated Electric (122) | WPC Transmission Line # 280 | WPC Transmission Line # 280 | 135500 | Wood 1 Pole 30': 7911013000 | 9706650 | WOOD 1 POLE 30' | 1969-07-01 | 1969-07-01 | CPR Conversion
0 | 0 | 0 | 0 | 2024-12-01 | BH Colorado Electric Oper Co | Regulated Electric (122) | WPC Transmission Line # 280 | WPC Transmission Line # 280 | 135500 | Wood 1 Pole 35': 7911013500 | 9724195 | WOOD 1 POLE 35' | 1959-07-01 | 1959-07-01 | CPR Conversion
0 | 0 | 0 | 0 | 2024-12-01 | BH Colorado Electric Oper Co | Regulated Electric (122) | WPC Transmission Line # 280 | WPC Transmission Line # 280 | 135500 | Wood 1 Pole 35': 7911013500 | 9974970 | WOOD 1 POLE 35' | 1960-07-01 | 1960-07-01 | CPR Conversion
0 | 0 | 0 | 0 | 2024-12-01 | BH Colorado Electric Oper Co | Regulated Electric (122) | WPC Transmission Line # 280 | WPC Transmission Line # 280 | 135500 | Wood 1 Pole 40': 7911014000 | 9724202 | WOOD 1 POLE 40' | 1969-07-01 | 1969-07-01 | CPR Conversion
0 | 0 | 0 | 0 | 2024-12-01 | BH Colorado Electric Oper Co | Regulated Electric (122) | WPC Transmission Line # 280 | WPC Transmission Line # 280 | 135500 | Wood 1 Pole 40': 7911014000 | 9974969 | WOOD 1 POLE 40' | 1955-07-01 | 1955-07-01 | CPR Conversion
0 | 0 | 0 | 0 | 2024-12-01 | BH Colorado Electric Oper Co | Regulated Electric (122) | WPC Transmission Line # 280 | WPC Transmission Line # 280 | 135500 | Wood 1 Pole 50': 7911015000 | 9975055 | WOOD 1 POLE 50' | 1959-07-01 | 1959-07-01 | CPR Conversion
0 | 0 | 0 | 0 | 2024-12-01 | BH Colorado Electric Oper Co | Regulated Electric (122) | WPC Transmission Line # 280 | WPC Transmission Line # 280 | 135500 | Wood 1 Pole 55': 7911015500 | 9975054 | WOOD 1 POLE 55' | 1959-07-01 | 1959-07-01 | CPR Conversion
0 | 0 | 0 | 0 | 2024-12-01 | BH Colorado Electric Oper Co | Regulated Electric (122) | WPC Transmission Line # 280 | WPC Transmission Line # 280 | 135500 | Wood 1 Pole 60': 7911016000 | 9975050 | WOOD 1 POLE 60' | 1963-07-01 | 1963-07-01 | CPR Conversion
0 | 0 | 0 | 0 | 2024-12-01 | BH Colorado Electric Oper Co | Regulated Electric (122) | WPC Transmission Line # 280 | WPC Transmission Line # 280 | 135500 | Wood 1 Pole 60': 7911016000 | 9975051 | WOOD 1 POLE 60' | 1960-07-01 | 1960-07-01 | CPR Conversion
0 | 0 | 0 | 0 | 2024-12-01 | BH Colorado Electric Oper Co | Regulated Electric (122) | WPC Transmission Line # 280 | WPC Transmission Line # 280 | 135500 | Wood 1 Pole 60': 7911016000 | 9975046 | WOOD 1 POLE 60' | 1982-07-01 | 1982-07-01 | CPR Conversion
0 | 0 | 0 | 0 | 2024-12-01 | BH Colorado Electric Oper Co | Regulated Electric (122) | WPC Transmission Line # 280 | WPC Transmission Line # 280 | 135500 | Wood 1 Pole 60': 7911016000 | 9975047 | WOOD 1 POLE 60' | 1977-07-01 | 1977-07-01 | CPR Conversion
0 | 0 | 0 | 0 | 2024-12-01 | BH Colorado Electric Oper Co | Regulated Electric (122) | WPC Transmission Line # 280 | WPC Transmission Line # 280 | 135500 | Wood 1 Pole 60': 7911016000 | 9975052 | WOOD 1 POLE 60' | 1959-07-01 | 1959-07-01 | CPR Conversion
0 | 0 | 0 | 0 | 2024-12-01 | BH Colorado Electric Oper Co | Regulated Electric (122) | WPC Transmission Line # 280 | WPC Transmission Line # 280 | 135500 | Wood 1 Pole 60': 7911016000 | 9975053 | WOOD 1 POLE 60' | 1955-07-01 | 1955-07-01 | CPR Conversion
0 | 0 | 0 | 0 | 2024-12-01 | BH Colorado Electric Oper Co | Regulated Electric (122) | WPC Transmission Line # 280 | WPC Transmission Line # 280 | 135500 | Wood 1 Pole 60': 7911016000 | 9975048 | WOOD 1 POLE 60' | 1972-07-01 | 1972-07-01 | CPR Conversion
0 | 0 | 0 | 0 | 2024-12-01 | BH Colorado Electric Oper Co | Regulated Electric (122) | WPC Transmission Line # 280 | WPC Transmission Line # 280 | 135500 | Wood 1 Pole 60': 7911016000 | 9975049 | WOOD 1 POLE 60' | 1966-07-01 | 1966-07-01 | CPR Conversion
0 | 0 | 0 | 0 | 2024-12-01 | BH Colorado Electric Oper Co | Regulated Electric (122) | WPC Transmission Line # 280 | WPC Transmission Line # 280 | 135500 | Wood 1 Pole 65': 7911016500 | 9724201 | WOOD 1 POLE 65' | 1969-07-01 | 1969-07-01 | CPR Conversion
0 | 0 | 0 | 0 | 2024-12-01 | BH Colorado Electric Oper Co | Regulated Electric (122) | WPC Transmission Line # 280 | WPC Transmission Line # 280 | 135500 | Wood 1 Pole 65': 7911016500 | 9975042 | WOOD 1 POLE 65' | 1963-07-01 | 1963-07-01 | CPR Conversion
0 | 0 | 0 | 0 | 2024-12-01 | BH Colorado Electric Oper Co | Regulated Electric (122) | WPC Transmission Line # 280 | WPC Transmission Line # 280 | 135500 | Wood 1 Pole 65': 7911016500 | 9975041 | WOOD 1 POLE 65' | 1974-07-01 | 1974-07-01 | CPR Conversion
0 | 0 | 0 | 0 | 2024-12-01 | BH Colorado Electric Oper Co | Regulated Electric (122) | WPC Transmission Line # 280 | WPC Transmission Line # 280 | 135500 | Wood 1 Pole 65': 7911016500 | 9975043 | WOOD 1 POLE 65' | 1960-07-01 | 1960-07-01 | CPR Conversion
0 | 0 | 0 | 0 | 2024-12-01 | BH Colorado Electric Oper Co | Regulated Electric (122) | WPC Transmission Line # 280 | WPC Transmission Line # 280 | 135500 | Wood 1 Pole 65': 7911016500 | 9975044 | WOOD 1 POLE 65' | 1959-07-01 | 1959-07-01 | CPR Conversion
0 | 0 | 0 | 0 | 2024-12-01 | BH Colorado Electric Oper Co | Regulated Electric (122) | WPC Transmission Line # 280 | WPC Transmission Line # 280 | 135500 | Wood 1 Pole 65': 7911016500 | 9975045 | WOOD 1 POLE 65' | 1955-07-01 | 1955-07-01 | CPR Conversion
0 | 0 | 0 | 0 | 2024-12-01 | BH Colorado Electric Oper Co | Regulated Electric (122) | WPC Transmission Line # 280 | WPC Transmission Line # 280 | 135500 | Wood 1 Pole 70': 7911017000 | 9975040 | WOOD 1 POLE 70' | 1955-07-01 | 1955-07-01 | CPR Conversion
0 | 0 | 0 | 0 | 2024-12-01 | BH Colorado Electric Oper Co | Regulated Electric (122) | WPC Transmission Line # 280 | WPC Transmission Line # 280 | 135500 | Wood 1 Pole 70': 7911017000 | 9975034 | WOOD 1 POLE 70' | 1973-07-01 | 1973-07-01 | CPR Conversion
0 | 0 | 0 | 0 | 2024-12-01 | BH Colorado Electric Oper Co | Regulated Electric (122) | WPC Transmission Line # 280 | WPC Transmission Line # 280 | 135500 | Wood 1 Pole 70': 7911017000 | 9975039 | WOOD 1 POLE 70' | 1959-07-01 | 1959-07-01 | CPR Conversion
0 | 0 | 0 | 0 | 2024-12-01 | BH Colorado Electric Oper Co | Regulated Electric (122) | WPC Transmission Line # 280 | WPC Transmission Line # 280 | 135500 | Wood 1 Pole 70': 7911017000 | 9975035 | WOOD 1 POLE 70' | 1972-07-01 | 1972-07-01 | CPR Conversion
0 | 0 | 0 | 0 | 2024-12-01 | BH Colorado Electric Oper Co | Regulated Electric (122) | WPC Transmission Line # 280 | WPC Transmission Line # 280 | 135500 | Wood 1 Pole 70': 7911017000 | 9975037 | WOOD 1 POLE 70' | 1965-07-01 | 1965-07-01 | CPR Conversion
0 | 0 | 0 | 0 | 2024-12-01 | BH Colorado Electric Oper Co | Regulated Electric (122) | WPC Transmission Line # 280 | WPC Transmission Line # 280 | 135500 | Wood 1 Pole 70': 7911017000 | 9693337 | WOOD 1 POLE 70' | 1960-07-01 | 1960-07-01 | CPR Conversion
0 | 0 | 0 | 0 | 2024-12-01 | BH Colorado Electric Oper Co | Regulated Electric (122) | WPC Transmission Line # 280 | WPC Transmission Line # 280 | 135500 | Wood 1 Pole 70': 7911017000 | 9975033 | WOOD 1 POLE 70' | 1977-07-01 | 1977-07-01 | CPR Conversion
0 | 0 | 0 | 0 | 2024-12-01 | BH Colorado Electric Oper Co | Regulated Electric (122) | WPC Transmission Line # 280 | WPC Transmission Line # 280 | 135500 | Wood 1 Pole 70': 7911017000 | 9975036 | WOOD 1 POLE 70' | 1969-07-01 | 1969-07-01 | CPR Conversion
0 | 0 | 0 | 0 | 2024-12-01 | BH Colorado Electric Oper Co | Regulated Electric (122) | WPC Transmission Line # 280 | WPC Transmission Line # 280 | 135500 | Wood 1 Pole 70': 7911017000 | 9975038 | WOOD 1 POLE 70' | 1963-07-01 | 1963-07-01 | CPR Conversion
0 | 0 | 0 | 0 | 2024-12-01 | BH Colorado Electric Oper Co | Regulated Electric (122) | WPC Transmission Line # 280 | WPC Transmission Line # 280 | 135500 | Wood 1 Pole 75': 7911017500 | 9975030 | WOOD 1 POLE 75' | 1963-07-01 | 1963-07-01 | CPR Conversion
0 | 0 | 0 | 0 | 2024-12-01 | BH Colorado Electric Oper Co | Regulated Electric (122) | WPC Transmission Line # 280 | WPC Transmission Line # 280 | 135500 | Wood 1 Pole 75': 7911017500 | 9724200 | WOOD 1 POLE 75' | 1960-07-01 | 1960-07-01 | CPR Conversion
0 | 0 | 0 | 0 | 2024-12-01 | BH Colorado Electric Oper Co | Regulated Electric (122) | WPC Transmission Line # 280 | WPC Transmission Line # 280 | 135500 | Wood 1 Pole 75': 7911017500 | 9975031 | WOOD 1 POLE 75' | 1959-07-01 | 1959-07-01 | CPR Conversion
0 | 0 | 0 | 0 | 2024-12-01 | BH Colorado Electric Oper Co | Regulated Electric (122) | WPC Transmission Line # 280 | WPC Transmission Line # 280 | 135500 | Wood 1 Pole 75': 7911017500 | 9975029 | WOOD 1 POLE 75' | 1981-07-01 | 1981-07-01 | CPR Conversion
0 | 0 | 0 | 0 | 2024-12-01 | BH Colorado Electric Oper Co | Regulated Electric (122) | WPC Transmission Line # 280 | WPC Transmission Line # 280 | 135500 | Wood 1 Pole 75': 7911017500 | 9975032 | WOOD 1 POLE 75' | 1955-07-01 | 1955-07-01 | CPR Conversion
0 | 0 | 0 | 0 | 2024-12-01 | BH Colorado Electric Oper Co | Regulated Electric (122) | WPC Transmission Line # 280 | WPC Transmission Line # 280 | 135500 | Wood 1 Pole 80': 7911018000 | 9697437 | WOOD 1 POLE 80' | 1977-07-01 | 1977-07-01 | CPR Conversion
0 | 0 | 0 | 0 | 2024-12-01 | BH Colorado Electric Oper Co | Regulated Electric (122) | WPC Transmission Line # 280 | WPC Transmission Line # 280 | 135500 | Wood 3 Poles 70': 7911047000 | 9975028 | WOOD 3 POLES 70' | 1975-07-01 | 1975-07-01 | CPR Conversion
0 | 0 | 0 | 0 | 2024-12-01 | BH Colorado Electric Oper Co | Regulated Electric (122) | WPC Transmission Line # 280 | WPC Transmission Line # 280 | 135500 | Wood 3 Poles 75': 7911047500 | 9701193 | WOOD 3 POLES 75' | 1975-07-01 | 1975-07-01 | CPR Conversion
50544 | 16023.27 | 16771.3013 | -748.0313 | 2024-12-01 | BH Colorado Electric Oper Co | Regulated Electric (122) | WPC Transmission Line # 280 | WPC Transmission Line # 280 | 135600 | Conductor, Oh: 1681000000 | 9975027 | CONDUCTOR, OVERHEAD | 1955-07-01 | 1955-07-01 | CPR Conversion
3470 | 3073.7 | 2430.2576 | 643.4424 | 2024-12-01 | BH Colorado Electric Oper Co | Regulated Electric (122) | WPC Transmission Line # 280 | WPC Transmission Line # 280 | 135600 | Conductor, Oh: 1681000000 | 9975022 | TRANSMISSION LINES-CONDUCTOR | 1972-07-01 | 1972-07-01 | CPR Conversion
101616 | 43181.41 | 42596.0238 | 585.3862 | 2024-12-01 | BH Colorado Electric Oper Co | Regulated Electric (122) | WPC Transmission Line # 280 | WPC Transmission Line # 280 | 135600 | Conductor, Oh: 1681000000 | 9975026 | TRANSMISSION LINES-CONDUCTOR | 1959-07-01 | 1959-07-01 | CPR Conversion
11880 | 6753.13 | 6254.7635 | 498.3665 | 2024-12-01 | BH Colorado Electric Oper Co | Regulated Electric (122) | WPC Transmission Line # 280 | WPC Transmission Line # 280 | 135600 | Conductor, Oh: 1681000000 | 9975024 | TRANSMISSION LINES-CONDUCTOR | 1963-07-01 | 1963-07-01 | CPR Conversion
2100 | 1434.07 | 1306.65 | 127.42 | 2024-12-01 | BH Colorado Electric Oper Co | Regulated Electric (122) | WPC Transmission Line # 280 | WPC Transmission Line # 280 | 135600 | Conductor, Oh: 1681000000 | 9975023 | TRANSMISSION LINES-CONDUCTOR | 1964-07-01 | 1964-07-01 | CPR Conversion
46527 | 18200.28 | 17679.4504 | 520.8296 | 2024-12-01 | BH Colorado Electric Oper Co | Regulated Electric (122) | WPC Transmission Line # 280 | WPC Transmission Line # 280 | 135600 | Conductor, Oh: 1681000000 | 9975025 | TRANSMISSION LINES-CONDUCTOR | 1960-07-01 | 1960-07-01 | CPR Conversion
2319 | 1782.52 | 1489.9045 | 292.6155 | 2024-12-01 | BH Colorado Electric Oper Co | Regulated Electric (122) | WPC Transmission Line # 280 | WPC Transmission Line # 280 | 135600 | Conductor, Oh: 1681000000 | 9706652 | TRANSMISSION LINES-CONDUCTOR | 1969-07-01 | 1969-07-01 | CPR Conversion
15580 | 8163.34 | 6085.6059 | 2077.7341 | 2024-12-01 | BH Colorado Electric Oper Co | Regulated Electric (122) | WPC Transmission Line # 280 | WPC Transmission Line # 280 | 135600 | Conductor, Oh: 1681000000 | 9975021 | TRANSMISSION LINES-CONDUCTOR | 1975-07-01 | 1975-07-01 | CPR Conversion
46354 | 5180.33 | 5110.1032 | 70.2268 | 2024-12-01 | BH Colorado Electric Oper Co | Regulated Electric (122) | WPC Transmission Line # 280 | WPC Transmission Line # 280 | 135600 | Static Wire (Transmission Lines): 1682000000 | 9975020 | STATIC WIRE (TRANSMISSION LINE | 1959-07-01 | 1959-07-01 | CPR Conversion
3959 | 826.9 | 765.8765 | 61.0235 | 2024-12-01 | BH Colorado Electric Oper Co | Regulated Electric (122) | WPC Transmission Line # 280 | WPC Transmission Line # 280 | 135600 | Static Wire (Transmission Lines): 1682000000 | 9975018 | STATIC WIRE (TRANSMISSION LINE | 1963-07-01 | 1963-07-01 | CPR Conversion
1180 | 479.07 | 378.7824 | 100.2876 | 2024-12-01 | BH Colorado Electric Oper Co | Regulated Electric (122) | WPC Transmission Line # 280 | WPC Transmission Line # 280 | 135600 | Static Wire (Transmission Lines): 1682000000 | 9975017 | STATIC WIRE (TRANSMISSION LINE | 1972-07-01 | 1972-07-01 | CPR Conversion
17415 | 2022.29 | 2116.6987 | -94.4087 | 2024-12-01 | BH Colorado Electric Oper Co | Regulated Electric (122) | WPC Transmission Line # 280 | WPC Transmission Line # 280 | 135600 | Static Wire (Transmission Lines): 1682000000 | 9724199 | STATIC WIRE (TRANSMISSION LINES) | 1955-07-01 | 1955-07-01 | CPR Conversion
15630 | 1704.23 | 1655.4608 | 48.7692 | 2024-12-01 | BH Colorado Electric Oper Co | Regulated Electric (122) | WPC Transmission Line # 280 | WPC Transmission Line # 280 | 135600 | Static Wire (Transmission Lines): 1682000000 | 9975019 | STATIC WIRE (TRANSMISSION LINE | 1960-07-01 | 1960-07-01 | CPR Conversion
1180 | 335.96 | 280.8094 | 55.1506 | 2024-12-01 | BH Colorado Electric Oper Co | Regulated Electric (122) | WPC Transmission Line # 280 | WPC Transmission Line # 280 | 135600 | Static Wire (Transmission Lines): 1682000000 | 9709890 | STATIC WIRE (TRANSMISSION LINE | 1969-07-01 | 1969-07-01 | CPR Conversion
12400 | 5413.44 | 4035.6107 | 1377.8293 | 2024-12-01 | BH Colorado Electric Oper Co | Regulated Electric (122) | WPC Transmission Line # 280 | WPC Transmission Line # 280 | 135600 | Static Wire (Transmission Lines): 1682000000 | 9975016 | STATIC WIRE (TRANSMISSION LINE | 1975-07-01 | 1975-07-01 | CPR Conversion
0 | 0 | 0 | 0 | 2024-12-01 | BH Colorado Electric Oper Co | Regulated Electric (122) | X - DNU - Retired Line | WPC Transmission Line # 712 | 135500 | Crossarm Assemblies, Steel: 7915000000 | 9801954 | CROSSARM ASSEMBLIES, STEEL | 1989-07-01 | 1989-07-01 | WCDXFER
0 | 0 | 0 | 0 | 2024-12-01 | BH Colorado Electric Oper Co | Regulated Electric (122) | X - DNU - Retired Line | WPC Transmission Line # 712 | 135500 | Crossarm Assemblies, Steel: 7915000000 | 9801955 | CROSSARM ASSEMBLIES, STEEL | 1989-07-01 | 1989-07-01 | WCDXFER
0 | 0 | 0 | 0 | 2024-12-01 | BH Colorado Electric Oper Co | Regulated Electric (122) | X - DNU - Retired Line | WPC Transmission Line # 712 | 135500 | Crossarm Assemblies, Steel: 7915000000 | 9801956 | CROSSARM ASSEMBLIES, STEEL | 1989-07-01 | 1989-07-01 | WCDXFER
0 | 0 | 0 | 0 | 2024-12-01 | BH Colorado Electric Oper Co | Regulated Electric (122) | X - DNU - Retired Line | WPC Transmission Line # 712 | 135500 | Crossarm Assemblies, Wood: 7914000000 | 9802878 | CROSSARM ASSEMBLIES, WOOD | 1989-07-01 | 1989-07-01 | WCDXFER
0 | 0 | 0 | 0 | 2024-12-01 | BH Colorado Electric Oper Co | Regulated Electric (122) | X - DNU - Retired Line | WPC Transmission Line # 712 | 135500 | Crossarm Assemblies, Wood: 7914000000 | 9802877 | CROSSARM ASSEMBLIES, WOOD | 1984-07-01 | 1984-07-01 | WCDXFER
0 | 0 | 0 | 0 | 2024-12-01 | BH Colorado Electric Oper Co | Regulated Electric (122) | X - DNU - Retired Line | WPC Transmission Line # 712 | 135500 | Pole, Steel: 7912000000 | 9802263 | POLE, STEEL | 1989-07-01 | 1989-07-01 | WCDXFER
0 | 0 | 0 | 0 | 2024-12-01 | BH Colorado Electric Oper Co | Regulated Electric (122) | X - DNU - Retired Line | WPC Transmission Line # 712 | 135500 | Pole, Steel: 7912000000 | 9802265 | POLE, STEEL | 1989-07-01 | 1989-07-01 | WCDXFER
0 | 0 | 0 | 0 | 2024-12-01 | BH Colorado Electric Oper Co | Regulated Electric (122) | X - DNU - Retired Line | WPC Transmission Line # 712 | 135500 | Pole, Steel: 7912000000 | 9802264 | POLE, STEEL | 1989-07-01 | 1989-07-01 | WCDXFER
0 | 0 | 0 | 0 | 2024-12-01 | BH Colorado Electric Oper Co | Regulated Electric (122) | X - DNU - Retired Line | WPC Transmission Line # 712 | 135500 | Pole, Wood: 7911000000 | 9804930 | POLE, WOOD | 1984-07-01 | 1984-07-01 | WCDXFER
0 | 0 | 0 | 0 | 2024-12-01 | BH Colorado Electric Oper Co | Regulated Electric (122) | X - DNU - Retired Line | WPC Transmission Line # 712 | 135500 | Pole, Wood: 7911000000 | 9804931 | POLE, WOOD | 1989-07-01 | 1989-07-01 | WCDXFER
0 | 0 | 0 | 0 | 2024-12-01 | BH Colorado Electric Oper Co | Regulated Electric (122) | X - DNU - Retired Line | WPC Transmission Line # 712 | 135500 | Steel 1 Pole 65': 7912016500 | 9975064 | STEEL 1 POLE 65' | 1989-07-01 | 1989-07-01 | CPR Conversion
0 | 0 | 0 | 0 | 2024-12-01 | BH Colorado Electric Oper Co | Regulated Electric (122) | X - DNU - Retired Line | WPC Transmission Line # 712 | 135500 | Steel 1 Pole 70': 7912017000 | 9975063 | STEEL 1 POLE 70' | 1989-07-01 | 1989-07-01 | CPR Conversion
0 | 0 | 0 | 0 | 2024-12-01 | BH Colorado Electric Oper Co | Regulated Electric (122) | X - DNU - Retired Line | WPC Transmission Line # 712 | 135500 | Steel 1 Pole 75': 7912017500 | 9975062 | STEEL 1 POLE 75' | 1989-07-01 | 1989-07-01 | CPR Conversion
0 | 0 | 0 | 0 | 2024-12-01 | BH Colorado Electric Oper Co | Regulated Electric (122) | X - DNU - Retired Line | WPC Transmission Line # 712 | 135500 | Wood 2 Poles 70': 7911027000 | 9975060 | WOOD 2 POLES 70' | 1989-07-01 | 1989-07-01 | CPR Conversion
0 | 0 | 0 | 0 | 2024-12-01 | BH Colorado Electric Oper Co | Regulated Electric (122) | X - DNU - Retired Line | WPC Transmission Line # 712 | 135500 | Wood 2 Poles 70': 7911027000 | 9975061 | WOOD 2 POLES 70' | 1984-07-01 | 1984-07-01 | CPR Conversion
0 | 0 | 0 | 0 | 2024-12-01 | BH Colorado Electric Oper Co | Regulated Electric (122) | X - DNU - Retired Line | WPC Transmission Line # 712 | 135600 | Conductor, Oh: 1681000000 | 9975059 | CONDUCTOR, OVERHEAD | 1989-07-01 | 1989-07-01 | CPR Conversion
0 | 0 | 0 | 0 | 2024-12-01 | BH Colorado Electric Oper Co | Regulated Electric (122) | X - DNU - Retired Line | WPC Transmission Line # 712 | 135600 | Conductor, Oh: 1681000000 | 9975058 | TRANSMISSION LINES-CONDUCTOR | 1993-07-01 | 1993-07-01 | CPR Conversion
0 | 0 | 0 | 0 | 2024-12-01 | BH Colorado Electric Oper Co | Regulated Electric (122) | X - DNU - Retired Line | WPC Transmission Line # 712 | 135600 | Static Wire (Transmission Lines): 1682000000 | 9693338 | STATIC WIRE (TRANSMISSION LINES) | 1993-07-01 | 1993-07-01 | CPR Conversion
0 | 0 | 0 | 0 | 2024-12-01 | BH Colorado Electric Oper Co | Regulated Electric (122) | X - DNU - Retired Line | WPC Transmission Line # 716 | 135500 | Crossarm Assemblies, Wood: 7914000000 | 9808216 | CROSSARM ASSEMBLIES, WOOD | 2001-09-01 | 2001-01-01 | 7105716131
0 | 0 | 0 | 0 | 2024-12-01 | BH Colorado Electric Oper Co | Regulated Electric (122) | X - DNU - Retired Line | WPC Transmission Line # 716 | 135500 | Pole, Wood: 7911000000 | 9808217 | POLE, WOOD | 2001-09-01 | 2001-01-01 | 7105716131
0 | 0 | 0 | 0 | 2024-12-01 | BH Colorado Electric Oper Co | Regulated Electric (122) | X - DNU - Retired Line | WPC Transmission Line # 716 | 135600 | Suspension Insulators: 4273000000 | 9808218 | SUSPENSION INSULATORS | 2001-09-01 | 2001-01-01 | 7105716131
0 | 0 | 0 | 0 | 2024-12-01 | BH Colorado Electric Oper Co | Regulated Electric (122) | X - DNU - Retired Line | X - DNU - Retired Line | 135002 | Land Rights - Non-Depreciable: 4552XXXXXX | 9870157 | T-LIN S09 T24 R55 | 1962-07-01 | 1962-07-01 | CPR Conversion
0 | 0 | 0 | 0 | 2024-12-01 | BH Colorado Electric Oper Co | Regulated Electric (122) | X - DNU - Retired Line | X - DNU - Retired Line | 135002 | Land Rights - Non-Depreciable: 4552XXXXXX | 9870156 | T-LIN S16 T24 R55 | 1962-07-01 | 1962-07-01 | CPR Conversion
0 | 0 | 0 | 0 | 2024-12-01 | BH Colorado Electric Oper Co | Regulated Electric (122) | X - DNU - Retired Line | X - DNU - Retired Line | 135002 | Land Rights - Non-Depreciable: 4552XXXXXX | 9718856 | T-LIN S14 T24 R55 | 1962-07-01 | 1962-07-01 | CPR Conversion
0 | 0 | 0 | 0 | 2024-12-01 | BH Colorado Electric Oper Co | Regulated Electric (122) | X - DNU - Retired Line | X - DNU - Retired Line | 135002 | Land Rights - Non-Depreciable: 4552XXXXXX | 9869951 | T-LIN S19 T19 R68 | 1954-07-01 | 1954-07-01 | CPR Conversion
0 | 0 | 0 | 0 | 2024-12-01 | BH Colorado Electric Oper Co | Regulated Electric (122) | X - DNU - Retired Line | X - DNU - Retired Line | 135002 | Land Rights - Non-Depreciable: 4552XXXXXX | 9869953 | T-LIN S25 T19 R68 | 1954-07-01 | 1954-07-01 | CPR Conversion
0 | 0 | 0 | 0 | 2024-12-01 | BH Colorado Electric Oper Co | Regulated Electric (122) | X - DNU - Retired Line | X - DNU - Retired Line | 135002 | Land Rights - Non-Depreciable: 4552XXXXXX | 9708893 | T-LIN S05 T19 R70 | 1954-07-01 | 1954-07-01 | CPR Conversion
0 | 0 | 0 | 0 | 2024-12-01 | BH Colorado Electric Oper Co | Regulated Electric (122) | X - DNU - Retired Line | X - DNU - Retired Line | 135002 | Land Rights - Non-Depreciable: 4552XXXXXX | 9718839 | T-LIN S16 T20 R66 | 1954-07-01 | 1954-07-01 | CPR Conversion
0 | 0 | 0 | 0 | 2024-12-01 | BH Colorado Electric Oper Co | Regulated Electric (122) | X - DNU - Retired Line | X - DNU - Retired Line | 135002 | Land Rights - Non-Depreciable: 4552XXXXXX | 9870154 | T-LIN S04 T24 R54 | 1962-07-01 | 1962-07-01 | CPR Conversion
0 | 0 | 0 | 0 | 2024-12-01 | BH Colorado Electric Oper Co | Regulated Electric (122) | X - DNU - Retired Line | X - DNU - Retired Line | 135002 | Land Rights - Non-Depreciable: 4552XXXXXX | 9869952 | T-LIN S18 T19 R69 | 1954-07-01 | 1954-07-01 | CPR Conversion
0 | 0 | 0 | 0 | 2024-12-01 | BH Colorado Electric Oper Co | Regulated Electric (122) | X - DNU - Retired Line | X - DNU - Retired Line | 135002 | Land Rights - Non-Depreciable: 4552XXXXXX | 9704825 | T-LIN S10 T19 R70 | 1954-07-01 | 1954-07-01 | CPR Conversion
0 | 0 | 0 | 0 | 2024-12-01 | BH Colorado Electric Oper Co | Regulated Electric (122) | X - DNU - Retired Line | X - DNU - Retired Line | 135002 | Land Rights - Non-Depreciable: 4552XXXXXX | 9704830 | T-LIN S05 T24 R50 | 1962-07-01 | 1962-07-01 | CPR Conversion
0 | 0 | 0 | 0 | 2024-12-01 | BH Colorado Electric Oper Co | Regulated Electric (122) | X - DNU - Retired Line | X - DNU - Retired Line | 135002 | Land Rights - Non-Depreciable: 4552XXXXXX | 9870033 | T-LIN S24 T17 R68 | 1954-07-01 | 1954-07-01 | CPR Conversion
0 | 0 | 0 | 0 | 2024-12-01 | BH Colorado Electric Oper Co | Regulated Electric (122) | X - DNU - Retired Line | X - DNU - Retired Line | 135002 | Land Rights - Non-Depreciable: 4552XXXXXX | 9869959 | T-LIN S17 T20 R66 | 1954-07-01 | 1954-07-01 | CPR Conversion
0 | 0 | 0 | 0 | 2024-12-01 | BH Colorado Electric Oper Co | Regulated Electric (122) | X - DNU - Retired Line | X - DNU - Retired Line | 135002 | Land Rights - Non-Depreciable: 4552XXXXXX | 9869957 | T-LIN S20 T20 R65 | 1954-07-01 | 1954-07-01 | CPR Conversion
0 | 0 | 0 | 0 | 2024-12-01 | BH Colorado Electric Oper Co | Regulated Electric (122) | X - DNU - Retired Line | X - DNU - Retired Line | 135002 | Land Rights - Non-Depreciable: 4552XXXXXX | 9870036 | T-LIN S19 T19 R69 | 1954-07-01 | 1954-07-01 | CPR Conversion
0 | 0 | 0 | 0 | 2024-12-01 | BH Colorado Electric Oper Co | Regulated Electric (122) | X - DNU - Retired Line | X - DNU - Retired Line | 135002 | Land Rights - Non-Depreciable: 4552XXXXXX | 9869956 | T-LIN S07 T20 R66 | 1954-07-01 | 1954-07-01 | CPR Conversion
0 | 0 | 0 | 0 | 2024-12-01 | BH Colorado Electric Oper Co | Regulated Electric (122) | X - DNU - Retired Line | X - DNU - Retired Line | 135002 | Land Rights - Non-Depreciable: 4552XXXXXX | 9870034 | T-LIN S20 T19 R69 | 1954-07-01 | 1954-07-01 | CPR Conversion
0 | 0 | 0 | 0 | 2024-12-01 | BH Colorado Electric Oper Co | Regulated Electric (122) | X - DNU - Retired Line | X - DNU - Retired Line | 135002 | Land Rights - Non-Depreciable: 4552XXXXXX | 9870037 | T-LIN S27 T19 R68 | 1954-07-01 | 1954-07-01 | CPR Conversion
0 | 0 | 0 | 0 | 2024-12-01 | BH Colorado Electric Oper Co | Regulated Electric (122) | X - DNU - Retired Line | X - DNU - Retired Line | 135002 | Land Rights - Non-Depreciable: 4552XXXXXX | 9708891 | T-LIN S29 T19 R69 | 1954-07-01 | 1954-07-01 | CPR Conversion
0 | 0 | 0 | 0 | 2024-12-01 | BH Colorado Electric Oper Co | Regulated Electric (122) | X - DNU - Retired Line | X - DNU - Retired Line | 135002 | Land Rights - Non-Depreciable: 4552XXXXXX | 9870158 | T-LIN S15 T24 R55 | 1961-07-01 | 1961-07-01 | CPR Conversion
0 | 0 | 0 | 0 | 2024-12-01 | BH Colorado Electric Oper Co | Regulated Electric (122) | X - DNU - Retired Line | X - DNU - Retired Line | 135002 | Land Rights - Non-Depreciable: 4552XXXXXX | 9869955 | T-LIN S13 T19 R70 | 1954-07-01 | 1954-07-01 | CPR Conversion
0 | 0 | 0 | 0 | 2024-12-01 | BH Colorado Electric Oper Co | Regulated Electric (122) | X - DNU - Retired Line | X - DNU - Retired Line | 135002 | Land Rights - Non-Depreciable: 4552XXXXXX | 9870032 | T-LIN S19 T20 R65 | 1954-07-01 | 1954-07-01 | CPR Conversion
0 | 0 | 0 | 0 | 2024-12-01 | BH Colorado Electric Oper Co | Regulated Electric (122) | X - DNU - Retired Line | X - DNU - Retired Line | 135002 | Land Rights - Non-Depreciable: 4552XXXXXX | 9870153 | T-LIN S03 T24 R54 | 1962-07-01 | 1962-07-01 | CPR Conversion
0 | 0 | 0 | 0 | 2024-12-01 | BH Colorado Electric Oper Co | Regulated Electric (122) | X - DNU - Retired Line | X - DNU - Retired Line | 135002 | Land Rights - Non-Depreciable: 4552XXXXXX | 9870155 | T-LIN S15 T24 R55 | 1962-07-01 | 1962-07-01 | CPR Conversion
0 | 0 | 0 | 0 | 2024-12-01 | BH Colorado Electric Oper Co | Regulated Electric (122) | X - DNU - Retired Line | X - DNU - Retired Line | 135002 | Land Rights - Non-Depreciable: 4552XXXXXX | 9870035 | T-LIN S04 T19 R70 | 1954-07-01 | 1954-07-01 | CPR Conversion
0 | 0 | 0 | 0 | 2024-12-01 | BH Colorado Electric Oper Co | Regulated Electric (122) | X - DNU - Retired Line | X - DNU - Retired Line | 135002 | Land Rights - Non-Depreciable: 4552XXXXXX | 9869954 | T-LIN S36 T19 R68 | 1954-07-01 | 1954-07-01 | CPR Conversion
0 | 0 | 0 | 0 | 2024-12-01 | BH Colorado Electric Oper Co | Regulated Electric (122) | X - DNU - Retired Line | X - DNU - Retired Line | 135002 | Land Rights - Non-Depreciable: 4552XXXXXX | 9869958 | T-LIN S32 T19 R67 | 1954-07-01 | 1954-07-01 | CPR Conversion
0 | 0 | 0 | 0 | 2024-12-01 | BH Colorado Electric Oper Co | Regulated Electric (122) | X - DNU - Retired Line | X - DNU - Retired Line | 135500 | Crossarm Assemblies, Wood: 7914000000 | 9802700 | CROSSARM ASSEMBLIES, WOOD | 1961-07-01 | 1961-07-01 | WCDXFER
0 | 0 | 0 | 0 | 2024-12-01 | BH Colorado Electric Oper Co | Regulated Electric (122) | X - DNU - Retired Line | X - DNU - Retired Line | 135500 | Crossarm Assemblies, Wood: 7914000000 | 9802708 | CROSSARM ASSEMBLIES, WOOD | 1954-07-01 | 1954-07-01 | WCDXFER
0 | 0 | 0 | 0 | 2024-12-01 | BH Colorado Electric Oper Co | Regulated Electric (122) | X - DNU - Retired Line | X - DNU - Retired Line | 135500 | Crossarm Assemblies, Wood: 7914000000 | 9802569 | CROSSARM ASSEMBLIES, WOOD | 1954-07-01 | 1954-07-01 | WCDXFER
0 | 0 | 0 | 0 | 2024-12-01 | BH Colorado Electric Oper Co | Regulated Electric (122) | X - DNU - Retired Line | X - DNU - Retired Line | 135500 | Crossarm Assemblies, Wood: 7914000000 | 9802423 | CROSSARM ASSEMBLIES, WOOD | 1978-07-01 | 1978-07-01 | WCDXFER
0 | 0 | 0 | 0 | 2024-12-01 | BH Colorado Electric Oper Co | Regulated Electric (122) | X - DNU - Retired Line | X - DNU - Retired Line | 135500 | Crossarm Assemblies, Wood: 7914000000 | 9802384 | CROSSARM ASSEMBLIES, WOOD | 1954-07-01 | 1954-07-01 | WCDXFER
0 | 0 | 0 | 0 | 2024-12-01 | BH Colorado Electric Oper Co | Regulated Electric (122) | X - DNU - Retired Line | X - DNU - Retired Line | 135500 | Crossarm Assemblies, Wood: 7914000000 | 9802776 | CROSSARM ASSEMBLIES, WOOD | 1961-07-01 | 1961-07-01 | WCDXFER
0 | 0 | 0 | 0 | 2024-12-01 | BH Colorado Electric Oper Co | Regulated Electric (122) | X - DNU - Retired Line | X - DNU - Retired Line | 135500 | Crossarm Assemblies, Wood: 7914000000 | 9802570 | CROSSARM ASSEMBLIES, WOOD | 1967-07-01 | 1967-07-01 | WCDXFER
0 | 0 | 0 | 0 | 2024-12-01 | BH Colorado Electric Oper Co | Regulated Electric (122) | X - DNU - Retired Line | X - DNU - Retired Line | 135500 | Crossarm Assemblies, Wood: 7914000000 | 9802349 | CROSSARM ASSEMBLIES, WOOD | 1966-07-01 | 1966-07-01 | WCDXFER
0 | 0 | 0 | 0 | 2024-12-01 | BH Colorado Electric Oper Co | Regulated Electric (122) | X - DNU - Retired Line | X - DNU - Retired Line | 135500 | Crossarm Assemblies, Wood: 7914000000 | 9802388 | CROSSARM ASSEMBLIES, WOOD | 1977-07-01 | 1977-07-01 | WCDXFER
0 | 0 | 0 | 0 | 2024-12-01 | BH Colorado Electric Oper Co | Regulated Electric (122) | X - DNU - Retired Line | X - DNU - Retired Line | 135500 | Crossarm Assemblies, Wood: 7914000000 | 9802867 | CROSSARM ASSEMBLIES, WOOD | 1991-07-01 | 1991-07-01 | WCDXFER
0 | 0 | 0 | 0 | 2024-12-01 | BH Colorado Electric Oper Co | Regulated Electric (122) | X - DNU - Retired Line | X - DNU - Retired Line | 135500 | Crossarm Assemblies, Wood: 7914000000 | 9802402 | CROSSARM ASSEMBLIES, WOOD | 1954-07-01 | 1954-07-01 | WCDXFER
0 | 0 | 0 | 0 | 2024-12-01 | BH Colorado Electric Oper Co | Regulated Electric (122) | X - DNU - Retired Line | X - DNU - Retired Line | 135500 | Crossarm Assemblies, Wood: 7914000000 | 9802456 | CROSSARM ASSEMBLIES, WOOD | 1958-07-01 | 1958-07-01 | WCDXFER
0 | 0 | 0 | 0 | 2024-12-01 | BH Colorado Electric Oper Co | Regulated Electric (122) | X - DNU - Retired Line | X - DNU - Retired Line | 135500 | Crossarm Assemblies, Wood: 7914000000 | 9802369 | CROSSARM ASSEMBLIES, WOOD | 1966-07-01 | 1966-07-01 | WCDXFER
0 | 0 | 0 | 0 | 2024-12-01 | BH Colorado Electric Oper Co | Regulated Electric (122) | X - DNU - Retired Line | X - DNU - Retired Line | 135500 | Crossarm Assemblies, Wood: 7914000000 | 9802368 | CROSSARM ASSEMBLIES, WOOD | 1965-07-01 | 1965-07-01 | WCDXFER
0 | 0 | 0 | 0 | 2024-12-01 | BH Colorado Electric Oper Co | Regulated Electric (122) | X - DNU - Retired Line | X - DNU - Retired Line | 135500 | Crossarm Assemblies, Wood: 7914000000 | 9802591 | CROSSARM ASSEMBLIES, WOOD | 1961-07-01 | 1961-07-01 | WCDXFER
0 | 0 | 0 | 0 | 2024-12-01 | BH Colorado Electric Oper Co | Regulated Electric (122) | X - DNU - Retired Line | X - DNU - Retired Line | 135500 | Crossarm Assemblies, Wood: 7914000000 | 9802422 | CROSSARM ASSEMBLIES, WOOD | 1960-07-01 | 1960-07-01 | WCDXFER
0 | 0 | 0 | 0 | 2024-12-01 | BH Colorado Electric Oper Co | Regulated Electric (122) | X - DNU - Retired Line | X - DNU - Retired Line | 135500 | Crossarm Assemblies, Wood: 7914000000 | 9802571 | CROSSARM ASSEMBLIES, WOOD | 1986-07-01 | 1986-07-01 | WCDXFER
0 | 0 | 0 | 0 | 2024-12-01 | BH Colorado Electric Oper Co | Regulated Electric (122) | X - DNU - Retired Line | X - DNU - Retired Line | 135500 | Crossarm Assemblies, Wood: 7914000000 | 9802866 | CROSSARM ASSEMBLIES, WOOD | 1987-07-01 | 1987-07-01 | WCDXFER
0 | 0 | 0 | 0 | 2024-12-01 | BH Colorado Electric Oper Co | Regulated Electric (122) | X - DNU - Retired Line | X - DNU - Retired Line | 135500 | Crossarm Assemblies, Wood: 7914000000 | 9802474 | CROSSARM ASSEMBLIES, WOOD | 1961-07-01 | 1961-07-01 | WCDXFER
0 | 0 | 0 | 0 | 2024-12-01 | BH Colorado Electric Oper Co | Regulated Electric (122) | X - DNU - Retired Line | X - DNU - Retired Line | 135500 | Crossarm Assemblies, Wood: 7914000000 | 9802455 | CROSSARM ASSEMBLIES, WOOD | 1954-07-01 | 1954-07-01 | WCDXFER
0 | 0 | 0 | 0 | 2024-12-01 | BH Colorado Electric Oper Co | Regulated Electric (122) | X - DNU - Retired Line | X - DNU - Retired Line | 135500 | Crossarm Assemblies, Wood: 7914000000 | 9802749 | CROSSARM ASSEMBLIES, WOOD | 1954-07-01 | 1954-07-01 | WCDXFER
0 | 0 | 0 | 0 | 2024-12-01 | BH Colorado Electric Oper Co | Regulated Electric (122) | X - DNU - Retired Line | X - DNU - Retired Line | 135500 | Crossarm Assemblies, Wood: 7914000000 | 9802421 | CROSSARM ASSEMBLIES, WOOD | 1959-07-01 | 1959-07-01 | WCDXFER
0 | 0 | 0 | 0 | 2024-12-01 | BH Colorado Electric Oper Co | Regulated Electric (122) | X - DNU - Retired Line | X - DNU - Retired Line | 135500 | Crossarm Assemblies, Wood: 7914000000 | 9802784 | CROSSARM ASSEMBLIES, WOOD | 1954-07-01 | 1954-07-01 | WCDXFER
0 | 0 | 0 | 0 | 2024-12-01 | BH Colorado Electric Oper Co | Regulated Electric (122) | X - DNU - Retired Line | X - DNU - Retired Line | 135500 | Crossarm Assemblies, Wood: 7914000000 | 9802367 | CROSSARM ASSEMBLIES, WOOD | 1958-07-01 | 1958-07-01 | WCDXFER
0 | 0 | 0 | 0 | 2024-12-01 | BH Colorado Electric Oper Co | Regulated Electric (122) | X - DNU - Retired Line | X - DNU - Retired Line | 135500 | Pole, Wood: 7911000000 | 9803109 | POLE, WOOD | 1986-07-01 | 1986-07-01 | WCDXFER
0 | 0 | 0 | 0 | 2024-12-01 | BH Colorado Electric Oper Co | Regulated Electric (122) | X - DNU - Retired Line | X - DNU - Retired Line | 135500 | Pole, Wood: 7911000000 | 9803107 | POLE, WOOD | 1954-07-01 | 1954-07-01 | WCDXFER
0 | 0 | 0 | 0 | 2024-12-01 | BH Colorado Electric Oper Co | Regulated Electric (122) | X - DNU - Retired Line | X - DNU - Retired Line | 135500 | Pole, Wood: 7911000000 | 9802941 | POLE, WOOD | 1954-07-01 | 1954-07-01 | WCDXFER
0 | 0 | 0 | 0 | 2024-12-01 | BH Colorado Electric Oper Co | Regulated Electric (122) | X - DNU - Retired Line | X - DNU - Retired Line | 135500 | Pole, Wood: 7911000000 | 9802995 | POLE, WOOD | 1958-07-01 | 1958-07-01 | WCDXFER
0 | 0 | 0 | 0 | 2024-12-01 | BH Colorado Electric Oper Co | Regulated Electric (122) | X - DNU - Retired Line | X - DNU - Retired Line | 135500 | Pole, Wood: 7911000000 | 9803353 | POLE, WOOD | 1954-07-01 | 1954-07-01 | WCDXFER
0 | 0 | 0 | 0 | 2024-12-01 | BH Colorado Electric Oper Co | Regulated Electric (122) | X - DNU - Retired Line | X - DNU - Retired Line | 135500 | Pole, Wood: 7911000000 | 9802996 | POLE, WOOD | 1959-07-01 | 1959-07-01 | WCDXFER
0 | 0 | 0 | 0 | 2024-12-01 | BH Colorado Electric Oper Co | Regulated Electric (122) | X - DNU - Retired Line | X - DNU - Retired Line | 135500 | Pole, Wood: 7911000000 | 9802942 | POLE, WOOD | 1958-07-01 | 1958-07-01 | WCDXFER
0 | 0 | 0 | 0 | 2024-12-01 | BH Colorado Electric Oper Co | Regulated Electric (122) | X - DNU - Retired Line | X - DNU - Retired Line | 135500 | Pole, Wood: 7911000000 | 9803313 | POLE, WOOD | 1961-07-01 | 1961-07-01 | WCDXFER
0 | 0 | 0 | 0 | 2024-12-01 | BH Colorado Electric Oper Co | Regulated Electric (122) | X - DNU - Retired Line | X - DNU - Retired Line | 135500 | Pole, Wood: 7911000000 | 9802994 | POLE, WOOD | 1954-07-01 | 1954-07-01 | WCDXFER
0 | 0 | 0 | 0 | 2024-12-01 | BH Colorado Electric Oper Co | Regulated Electric (122) | X - DNU - Retired Line | X - DNU - Retired Line | 135500 | Pole, Wood: 7911000000 | 9802907 | POLE, WOOD | 1965-07-01 | 1965-07-01 | WCDXFER
0 | 0 | 0 | 0 | 2024-12-01 | BH Colorado Electric Oper Co | Regulated Electric (122) | X - DNU - Retired Line | X - DNU - Retired Line | 135500 | Pole, Wood: 7911000000 | 9803320 | POLE, WOOD | 1954-07-01 | 1954-07-01 | WCDXFER
0 | 0 | 0 | 0 | 2024-12-01 | BH Colorado Electric Oper Co | Regulated Electric (122) | X - DNU - Retired Line | X - DNU - Retired Line | 135500 | Pole, Wood: 7911000000 | 9802962 | POLE, WOOD | 1978-07-01 | 1978-07-01 | WCDXFER
0 | 0 | 0 | 0 | 2024-12-01 | BH Colorado Electric Oper Co | Regulated Electric (122) | X - DNU - Retired Line | X - DNU - Retired Line | 135500 | Pole, Wood: 7911000000 | 9803238 | POLE, WOOD | 1961-07-01 | 1961-07-01 | WCDXFER
0 | 0 | 0 | 0 | 2024-12-01 | BH Colorado Electric Oper Co | Regulated Electric (122) | X - DNU - Retired Line | X - DNU - Retired Line | 135500 | Pole, Wood: 7911000000 | 9803514 | POLE, WOOD | 1991-07-01 | 1991-07-01 | WCDXFER
0 | 0 | 0 | 0 | 2024-12-01 | BH Colorado Electric Oper Co | Regulated Electric (122) | X - DNU - Retired Line | X - DNU - Retired Line | 135500 | Pole, Wood: 7911000000 | 9802924 | POLE, WOOD | 1966-07-01 | 1966-07-01 | WCDXFER
0 | 0 | 0 | 0 | 2024-12-01 | BH Colorado Electric Oper Co | Regulated Electric (122) | X - DNU - Retired Line | X - DNU - Retired Line | 135500 | Pole, Wood: 7911000000 | 9802923 | POLE, WOOD | 1954-07-01 | 1954-07-01 | WCDXFER
0 | 0 | 0 | 0 | 2024-12-01 | BH Colorado Electric Oper Co | Regulated Electric (122) | X - DNU - Retired Line | X - DNU - Retired Line | 135500 | Pole, Wood: 7911000000 | 9802908 | POLE, WOOD | 1966-07-01 | 1966-07-01 | WCDXFER
0 | 0 | 0 | 0 | 2024-12-01 | BH Colorado Electric Oper Co | Regulated Electric (122) | X - DNU - Retired Line | X - DNU - Retired Line | 135500 | Pole, Wood: 7911000000 | 9695212 | POLE, WOOD | 1987-07-01 | 1987-07-01 | WCDXFER
0 | 0 | 0 | 0 | 2024-12-01 | BH Colorado Electric Oper Co | Regulated Electric (122) | X - DNU - Retired Line | X - DNU - Retired Line | 135500 | Pole, Wood: 7911000000 | 9802927 | POLE, WOOD | 1977-07-01 | 1977-07-01 | WCDXFER
0 | 0 | 0 | 0 | 2024-12-01 | BH Colorado Electric Oper Co | Regulated Electric (122) | X - DNU - Retired Line | X - DNU - Retired Line | 135500 | Pole, Wood: 7911000000 | 9803246 | POLE, WOOD | 1954-07-01 | 1954-07-01 | WCDXFER
0 | 0 | 0 | 0 | 2024-12-01 | BH Colorado Electric Oper Co | Regulated Electric (122) | X - DNU - Retired Line | X - DNU - Retired Line | 135500 | Pole, Wood: 7911000000 | 9803108 | POLE, WOOD | 1967-07-01 | 1967-07-01 | WCDXFER
0 | 0 | 0 | 0 | 2024-12-01 | BH Colorado Electric Oper Co | Regulated Electric (122) | X - DNU - Retired Line | X - DNU - Retired Line | 135500 | Pole, Wood: 7911000000 | 9803129 | POLE, WOOD | 1961-07-01 | 1961-07-01 | WCDXFER
0 | 0 | 0 | 0 | 2024-12-01 | BH Colorado Electric Oper Co | Regulated Electric (122) | X - DNU - Retired Line | X - DNU - Retired Line | 135500 | Pole, Wood: 7911000000 | 9803013 | POLE, WOOD | 1961-07-01 | 1961-07-01 | WCDXFER
0 | 0 | 0 | 0 | 2024-12-01 | BH Colorado Electric Oper Co | Regulated Electric (122) | X - DNU - Retired Line | X - DNU - Retired Line | 135500 | Pole, Wood: 7911000000 | 9802961 | POLE, WOOD | 1960-07-01 | 1960-07-01 | WCDXFER
0 | 0 | 0 | 0 | 2024-12-01 | BH Colorado Electric Oper Co | Regulated Electric (122) | X - DNU - Retired Line | X - DNU - Retired Line | 135500 | Wood 1 Pole 50': 7911015000 | 9974650 | WOOD 1 POLE 50' | 1966-07-01 | 1966-07-01 | CPR Conversion
0 | 0 | 0 | 0 | 2024-12-01 | BH Colorado Electric Oper Co | Regulated Electric (122) | X - DNU - Retired Line | X - DNU - Retired Line | 135500 | Wood 1 Pole 50': 7911015000 | 9974651 | WOOD 1 POLE 50' | 1954-07-01 | 1954-07-01 | CPR Conversion
0 | 0 | 0 | 0 | 2024-12-01 | BH Colorado Electric Oper Co | Regulated Electric (122) | X - DNU - Retired Line | X - DNU - Retired Line | 135500 | Wood 1 Pole 55': 7911015500 | 9975174 | WOOD 1 POLE 55' | 1977-07-01 | 1977-07-01 | CPR Conversion
0 | 0 | 0 | 0 | 2024-12-01 | BH Colorado Electric Oper Co | Regulated Electric (122) | X - DNU - Retired Line | X - DNU - Retired Line | 135500 | Wood 1 Pole 55': 7911015500 | 9974647 | WOOD 1 POLE 55' | 1966-07-01 | 1966-07-01 | CPR Conversion
0 | 0 | 0 | 0 | 2024-12-01 | BH Colorado Electric Oper Co | Regulated Electric (122) | X - DNU - Retired Line | X - DNU - Retired Line | 135500 | Wood 1 Pole 55': 7911015500 | 9974649 | WOOD 1 POLE 55' | 1954-07-01 | 1954-07-01 | CPR Conversion
0 | 0 | 0 | 0 | 2024-12-01 | BH Colorado Electric Oper Co | Regulated Electric (122) | X - DNU - Retired Line | X - DNU - Retired Line | 135500 | Wood 1 Pole 55': 7911015500 | 9706640 | WOOD 1 POLE 55' | 1958-07-01 | 1958-07-01 | CPR Conversion
0 | 0 | 0 | 0 | 2024-12-01 | BH Colorado Electric Oper Co | Regulated Electric (122) | X - DNU - Retired Line | X - DNU - Retired Line | 135500 | Wood 1 Pole 55': 7911015500 | 9974648 | WOOD 1 POLE 55' | 1965-07-01 | 1965-07-01 | CPR Conversion
0 | 0 | 0 | 0 | 2024-12-01 | BH Colorado Electric Oper Co | Regulated Electric (122) | X - DNU - Retired Line | X - DNU - Retired Line | 135500 | Wood 1 Pole 60': 7911016000 | 9974643 | WOOD 1 POLE 60' | 1960-07-01 | 1960-07-01 | CPR Conversion
0 | 0 | 0 | 0 | 2024-12-01 | BH Colorado Electric Oper Co | Regulated Electric (122) | X - DNU - Retired Line | X - DNU - Retired Line | 135500 | Wood 1 Pole 60': 7911016000 | 9974645 | WOOD 1 POLE 60' | 1958-07-01 | 1958-07-01 | CPR Conversion
0 | 0 | 0 | 0 | 2024-12-01 | BH Colorado Electric Oper Co | Regulated Electric (122) | X - DNU - Retired Line | X - DNU - Retired Line | 135500 | Wood 1 Pole 60': 7911016000 | 9974637 | WOOD 1 POLE 60' | 1978-07-01 | 1978-07-01 | CPR Conversion
0 | 0 | 0 | 0 | 2024-12-01 | BH Colorado Electric Oper Co | Regulated Electric (122) | X - DNU - Retired Line | X - DNU - Retired Line | 135500 | Wood 1 Pole 60': 7911016000 | 9975173 | WOOD 1 POLE 60' | 1961-07-01 | 1961-07-01 | CPR Conversion
0 | 0 | 0 | 0 | 2024-12-01 | BH Colorado Electric Oper Co | Regulated Electric (122) | X - DNU - Retired Line | X - DNU - Retired Line | 135500 | Wood 1 Pole 60': 7911016000 | 9974644 | WOOD 1 POLE 60' | 1959-07-01 | 1959-07-01 | CPR Conversion
0 | 0 | 0 | 0 | 2024-12-01 | BH Colorado Electric Oper Co | Regulated Electric (122) | X - DNU - Retired Line | X - DNU - Retired Line | 135500 | Wood 1 Pole 60': 7911016000 | 9974646 | WOOD 1 POLE 60' | 1954-07-01 | 1954-07-01 | CPR Conversion
0 | 0 | 0 | 0 | 2024-12-01 | BH Colorado Electric Oper Co | Regulated Electric (122) | X - DNU - Retired Line | X - DNU - Retired Line | 135500 | Wood 1 Pole 65': 7911016500 | 9724167 | WOOD 1 POLE 65' | 1967-07-01 | 1967-07-01 | CPR Conversion
0 | 0 | 0 | 0 | 2024-12-01 | BH Colorado Electric Oper Co | Regulated Electric (122) | X - DNU - Retired Line | X - DNU - Retired Line | 135500 | Wood 1 Pole 65': 7911016500 | 9974641 | WOOD 1 POLE 65' | 1986-07-01 | 1986-07-01 | CPR Conversion
0 | 0 | 0 | 0 | 2024-12-01 | BH Colorado Electric Oper Co | Regulated Electric (122) | X - DNU - Retired Line | X - DNU - Retired Line | 135500 | Wood 1 Pole 65': 7911016500 | 9975172 | WOOD 1 POLE 65' | 1961-07-01 | 1961-07-01 | CPR Conversion
0 | 0 | 0 | 0 | 2024-12-01 | BH Colorado Electric Oper Co | Regulated Electric (122) | X - DNU - Retired Line | X - DNU - Retired Line | 135500 | Wood 1 Pole 65': 7911016500 | 9974642 | WOOD 1 POLE 65' | 1954-07-01 | 1954-07-01 | CPR Conversion
0 | 0 | 0 | 0 | 2024-12-01 | BH Colorado Electric Oper Co | Regulated Electric (122) | X - DNU - Retired Line | X - DNU - Retired Line | 135500 | Wood 1 Pole 70': 7911017000 | 9974640 | WOOD 1 POLE 70' | 1954-07-01 | 1954-07-01 | CPR Conversion
0 | 0 | 0 | 0 | 2024-12-01 | BH Colorado Electric Oper Co | Regulated Electric (122) | X - DNU - Retired Line | X - DNU - Retired Line | 135500 | Wood 1 Pole 70': 7911017000 | 9709893 | WOOD 1 POLE 70' | 1961-07-01 | 1961-07-01 | CPR Conversion
0 | 0 | 0 | 0 | 2024-12-01 | BH Colorado Electric Oper Co | Regulated Electric (122) | X - DNU - Retired Line | X - DNU - Retired Line | 135500 | Wood 1 Pole 75': 7911017500 | 9975171 | WOOD 1 POLE 75' | 1961-07-01 | 1961-07-01 | CPR Conversion
0 | 0 | 0 | 0 | 2024-12-01 | BH Colorado Electric Oper Co | Regulated Electric (122) | X - DNU - Retired Line | X - DNU - Retired Line | 135500 | Wood 1 Pole 75': 7911017500 | 9974639 | WOOD 1 POLE 75' | 1954-07-01 | 1954-07-01 | CPR Conversion
0 | 0 | 0 | 0 | 2024-12-01 | BH Colorado Electric Oper Co | Regulated Electric (122) | X - DNU - Retired Line | X - DNU - Retired Line | 135500 | Wood 1 Pole 80': 7911018000 | 9974638 | WOOD 1 POLE 80' | 1954-07-01 | 1954-07-01 | CPR Conversion
0 | 0 | 0 | 0 | 2024-12-01 | BH Colorado Electric Oper Co | Regulated Electric (122) | X - DNU - Retired Line | X - DNU - Retired Line | 135500 | Wood 2 Poles 65': 7911026500 | 9974636 | WOOD 2 POLES 65' | 1991-07-01 | 1991-07-01 | CPR Conversion
0 | 0 | 0 | 0 | 2024-12-01 | BH Colorado Electric Oper Co | Regulated Electric (122) | X - DNU - Retired Line | X - DNU - Retired Line | 135500 | Wood 2 Poles 65': 7911026500 | 9709884 | WOOD 2 POLES 65' | 1987-07-01 | 1987-07-01 | CPR Conversion
0 | 0 | 0 | 0 | 2024-12-01 | BH Colorado Electric Oper Co | Regulated Electric (122) | X - DNU - Retired Line | X - DNU - Retired Line | 135600 | Conductor, Oh: 1681000000 | 9974635 | CONDUCTOR, OVERHEAD | 1954-07-01 | 1954-07-01 | CPR Conversion
0 | 0 | 0 | 0 | 2024-12-01 | BH Colorado Electric Oper Co | Regulated Electric (122) | X - DNU - Retired Line | X - DNU - Retired Line | 135600 | Conductor, Oh: 1681000000 | 9975170 | CONDUCTOR, OVERHEAD | 1961-07-01 | 1961-07-01 | CPR Conversion
0 | 0 | 0 | 0 | 2024-12-01 | BH Colorado Electric Oper Co | Regulated Electric (122) | X - DNU - Retired Line | X - DNU - Retired Line | 135600 | Static Wire (Transmission Lines): 1682000000 | 9975169 | STATIC WIRE (TRANSMISSION LINES) | 1961-07-01 | 1961-07-01 | CPR Conversion
0 | 0 | 0 | 0 | 2024-12-01 | BH Colorado Electric Oper Co | Regulated Electric (122) | X - DNU - Retired Line | X - DNU - Retired Line | 135600 | Static Wire (Transmission Lines): 1682000000 | 9974634 | STATIC WIRE (TRANSMISSION LINES) | 1954-07-01 | 1954-07-01 | CPR Conversion
0 | 0 | 0 | 0 | 2024-12-01 | BH Colorado Electric Oper Co | Regulated Electric (122) | X - DNU - Retired Line | X - DNU - Retired Line | 135600 | Switches - Over 34500v: 7986900000 | 9974633 | SWITCHES - OVER 34.5KV | 1954-07-01 | 1954-07-01 | CPR Conversion
0 | 0 | 0 | 0 | 2024-12-01 | BH Colorado Electric Oper Co | Regulated Electric (122) | X - DNU - RETIRED LINE | X - DNU - RETIRED LINE | 135001 | Land: 4481XXXXXX | 9868933 | LAND - TRACT 37 | 1977-07-01 | 1977-07-01 | CPR Conversion
0 | 0 | 0 | 0 | 2024-12-01 | BH Colorado Electric Oper Co | Regulated Electric (122) | X - DNU - RETIRED LINE | X - DNU - RETIRED LINE | 135001 | Land: 4481XXXXXX | 9718780 | LAND - TRACT 36 | 1937-07-01 | 1937-07-01 | CPR Conversion
0 | 0 | 0 | 0 | 2024-12-01 | BH Colorado Electric Oper Co | Regulated Electric (122) | X - DNU - RETIRED LINE | X - DNU - RETIRED LINE | 135001 | Land: 4481XXXXXX | 9868943 | LAND - TRACT 22 | 1967-07-01 | 1967-07-01 | CPR Conversion
0 | 0 | 0 | 0 | 2024-12-01 | BH Colorado Electric Oper Co | Regulated Electric (122) | X - DNU - RETIRED LINE | X - DNU - RETIRED LINE | 135002 | Land Rights - Non-Depreciable: 4552XXXXXX | 9870094 | T-LIN S36 T19 R68 | 1962-07-01 | 1962-07-01 | CPR Conversion
0 | 0 | 0 | 0 | 2024-12-01 | BH Colorado Electric Oper Co | Regulated Electric (122) | X - DNU - RETIRED LINE | X - DNU - RETIRED LINE | 135002 | Land Rights - Non-Depreciable: 4552XXXXXX | 9869994 | T-LIN S23 T18 R70 | 1967-07-01 | 1967-07-01 | CPR Conversion
0 | 0 | 0 | 0 | 2024-12-01 | BH Colorado Electric Oper Co | Regulated Electric (122) | X - DNU - RETIRED LINE | X - DNU - RETIRED LINE | 135002 | Land Rights - Non-Depreciable: 4552XXXXXX | 9869993 | T-LIN S24 T18 R70 | 1967-07-01 | 1967-07-01 | CPR Conversion
0 | 0 | 0 | 0 | 2024-12-01 | BH Colorado Electric Oper Co | Regulated Electric (122) | X - DNU - RETIRED LINE | X - DNU - RETIRED LINE | 135002 | Land Rights - Non-Depreciable: 4552XXXXXX | 9870093 | T-LIN S17 T19 R69 | 1971-07-01 | 1971-07-01 | CPR Conversion
0 | 0 | 0 | 0 | 2024-12-01 | BH Colorado Electric Oper Co | Regulated Electric (122) | X - DNU - RETIRED LINE | X - DNU - RETIRED LINE | 135002 | Land Rights - Non-Depreciable: 4552XXXXXX | 9870082 | T-LIN S27 T20 R64 | 1968-07-01 | 1968-07-01 | CPR Conversion
0 | 0 | 0 | 0 | 2024-12-01 | BH Colorado Electric Oper Co | Regulated Electric (122) | X - DNU - RETIRED LINE | X - DNU - RETIRED LINE | 135002 | Land Rights - Non-Depreciable: 4552XXXXXX | 9869982 | T-LIN S16 T17 R70 | 1968-07-01 | 1968-07-01 | CPR Conversion
0 | 0 | 0 | 0 | 2024-12-01 | BH Colorado Electric Oper Co | Regulated Electric (122) | X - DNU - RETIRED LINE | X - DNU - RETIRED LINE | 135002 | Land Rights - Non-Depreciable: 4552XXXXXX | 9869990 | T-LIN S18 T19 R69 | 1967-07-01 | 1967-07-01 | CPR Conversion
0 | 0 | 0 | 0 | 2024-12-01 | BH Colorado Electric Oper Co | Regulated Electric (122) | X - DNU - RETIRED LINE | X - DNU - RETIRED LINE | 135002 | Land Rights - Non-Depreciable: 4552XXXXXX | 9870108 | T-LIN S31 T20 R64 | 1966-07-01 | 1966-07-01 | CPR Conversion
0 | 0 | 0 | 0 | 2024-12-01 | BH Colorado Electric Oper Co | Regulated Electric (122) | X - DNU - RETIRED LINE | X - DNU - RETIRED LINE | 135002 | Land Rights - Non-Depreciable: 4552XXXXXX | 9869986 | T-LIN S21 T18 R70 | 1968-07-01 | 1968-07-01 | CPR Conversion
0 | 0 | 0 | 0 | 2024-12-01 | BH Colorado Electric Oper Co | Regulated Electric (122) | X - DNU - RETIRED LINE | X - DNU - RETIRED LINE | 135002 | Land Rights - Non-Depreciable: 4552XXXXXX | 9869908 | T-LIN S29 T18 R70 | 1965-07-01 | 1965-07-01 | CPR Conversion
0 | 0 | 0 | 0 | 2024-12-01 | BH Colorado Electric Oper Co | Regulated Electric (122) | X - DNU - RETIRED LINE | X - DNU - RETIRED LINE | 135002 | Land Rights - Non-Depreciable: 4552XXXXXX | 9870086 | T-LIN S18 T20 R64 | 1959-07-01 | 1959-07-01 | CPR Conversion
0 | 0 | 0 | 0 | 2024-12-01 | BH Colorado Electric Oper Co | Regulated Electric (122) | X - DNU - RETIRED LINE | X - DNU - RETIRED LINE | 135002 | Land Rights - Non-Depreciable: 4552XXXXXX | 9869992 | T-LIN S25 T18 R70 | 1967-07-01 | 1967-07-01 | CPR Conversion
0 | 0 | 0 | 0 | 2024-12-01 | BH Colorado Electric Oper Co | Regulated Electric (122) | X - DNU - RETIRED LINE | X - DNU - RETIRED LINE | 135002 | Land Rights - Non-Depreciable: 4552XXXXXX | 9869987 | T-LIN S15 T18 R70 | 1968-07-01 | 1968-07-01 | CPR Conversion
0 | 0 | 0 | 0 | 2024-12-01 | BH Colorado Electric Oper Co | Regulated Electric (122) | X - DNU - RETIRED LINE | X - DNU - RETIRED LINE | 135002 | Land Rights - Non-Depreciable: 4552XXXXXX | 9869985 | T-LIN S03 T18 R70 | 1968-07-01 | 1968-07-01 | CPR Conversion
0 | 0 | 0 | 0 | 2024-12-01 | BH Colorado Electric Oper Co | Regulated Electric (122) | X - DNU - RETIRED LINE | X - DNU - RETIRED LINE | 135002 | Land Rights - Non-Depreciable: 4552XXXXXX | 9869979 | T-LIN S19 T15 R69 | 1978-07-01 | 1978-07-01 | CPR Conversion
0 | 0 | 0 | 0 | 2024-12-01 | BH Colorado Electric Oper Co | Regulated Electric (122) | X - DNU - RETIRED LINE | X - DNU - RETIRED LINE | 135002 | Land Rights - Non-Depreciable: 4552XXXXXX | 9869907 | T-LIN S29 T18 R70 | 1967-07-01 | 1967-07-01 | CPR Conversion
0 | 0 | 0 | 0 | 2024-12-01 | BH Colorado Electric Oper Co | Regulated Electric (122) | X - DNU - RETIRED LINE | X - DNU - RETIRED LINE | 135002 | Land Rights - Non-Depreciable: 4552XXXXXX | 9870096 | T-LIN S19 T20 R65 | 1958-07-01 | 1958-07-01 | CPR Conversion
0 | 0 | 0 | 0 | 2024-12-01 | BH Colorado Electric Oper Co | Regulated Electric (122) | X - DNU - RETIRED LINE | X - DNU - RETIRED LINE | 135002 | Land Rights - Non-Depreciable: 4552XXXXXX | 9870095 | T-LIN S20 T20 R65 | 1958-07-01 | 1958-07-01 | CPR Conversion
0 | 0 | 0 | 0 | 2024-12-01 | BH Colorado Electric Oper Co | Regulated Electric (122) | X - DNU - RETIRED LINE | X - DNU - RETIRED LINE | 135002 | Land Rights - Non-Depreciable: 4552XXXXXX | 9699859 | T-LIN S19 T19 R68 | 1974-07-01 | 1974-07-01 | CPR Conversion
0 | 0 | 0 | 0 | 2024-12-01 | BH Colorado Electric Oper Co | Regulated Electric (122) | X - DNU - RETIRED LINE | X - DNU - RETIRED LINE | 135002 | Land Rights - Non-Depreciable: 4552XXXXXX | 9870087 | T-LIN S26 T20 R64 | 1959-07-01 | 1959-07-01 | CPR Conversion
0 | 0 | 0 | 0 | 2024-12-01 | BH Colorado Electric Oper Co | Regulated Electric (122) | X - DNU - RETIRED LINE | X - DNU - RETIRED LINE | 135002 | Land Rights - Non-Depreciable: 4552XXXXXX | 9718841 | T-LIN S21 T17 R70 | 1968-07-01 | 1968-07-01 | CPR Conversion
0 | 0 | 0 | 0 | 2024-12-01 | BH Colorado Electric Oper Co | Regulated Electric (122) | X - DNU - RETIRED LINE | X - DNU - RETIRED LINE | 135002 | Land Rights - Non-Depreciable: 4552XXXXXX | 9870106 | T-LIN S16 T21 R64 | 1977-07-01 | 1977-07-01 | CPR Conversion
0 | 0 | 0 | 0 | 2024-12-01 | BH Colorado Electric Oper Co | Regulated Electric (122) | X - DNU - RETIRED LINE | X - DNU - RETIRED LINE | 135002 | Land Rights - Non-Depreciable: 4552XXXXXX | 9718852 | T-LIN S16 T21 R64 | 1938-07-01 | 1938-07-01 | CPR Conversion
0 | 0 | 0 | 0 | 2024-12-01 | BH Colorado Electric Oper Co | Regulated Electric (122) | X - DNU - RETIRED LINE | X - DNU - RETIRED LINE | 135002 | Land Rights - Non-Depreciable: 4552XXXXXX | 9869989 | T-LIN S17 T19 R69 | 1967-07-01 | 1967-07-01 | CPR Conversion
0 | 0 | 0 | 0 | 2024-12-01 | BH Colorado Electric Oper Co | Regulated Electric (122) | X - DNU - RETIRED LINE | X - DNU - RETIRED LINE | 135002 | Land Rights - Non-Depreciable: 4552XXXXXX | 9869988 | T-LIN S15 T18 R70 | 1967-07-01 | 1967-07-01 | CPR Conversion
0 | 0 | 0 | 0 | 2024-12-01 | BH Colorado Electric Oper Co | Regulated Electric (122) | X - DNU - RETIRED LINE | X - DNU - RETIRED LINE | 135002 | Land Rights - Non-Depreciable: 4552XXXXXX | 9869983 | T-LIN S10 T18 R70 | 1968-07-01 | 1968-07-01 | CPR Conversion
0 | 0 | 0 | 0 | 2024-12-01 | BH Colorado Electric Oper Co | Regulated Electric (122) | X - DNU - RETIRED LINE | X - DNU - RETIRED LINE | 135002 | Land Rights - Non-Depreciable: 4552XXXXXX | 9869980 | T-LIN S30 T15 R69 | 1978-07-01 | 1978-07-01 | CPR Conversion
0 | 0 | 0 | 0 | 2024-12-01 | BH Colorado Electric Oper Co | Regulated Electric (122) | X - DNU - RETIRED LINE | X - DNU - RETIRED LINE | 135002 | Land Rights - Non-Depreciable: 4552XXXXXX | 9869984 | T-LIN S16 T18 R70 | 1968-07-01 | 1968-07-01 | CPR Conversion
0 | 0 | 0 | 0 | 2024-12-01 | BH Colorado Electric Oper Co | Regulated Electric (122) | X - DNU - RETIRED LINE | X - DNU - RETIRED LINE | 135002 | Land Rights - Non-Depreciable: 4552XXXXXX | 9869977 | T-LIN S24 T15 R70 | 1978-07-01 | 1978-07-01 | CPR Conversion
0 | 0 | 0 | 0 | 2024-12-01 | BH Colorado Electric Oper Co | Regulated Electric (122) | X - DNU - RETIRED LINE | X - DNU - RETIRED LINE | 135002 | Land Rights - Non-Depreciable: 4552XXXXXX | 9869976 | T-LIN S25 T15 R70 | 1978-07-01 | 1978-07-01 | CPR Conversion
0 | 0 | 0 | 0 | 2024-12-01 | BH Colorado Electric Oper Co | Regulated Electric (122) | X - DNU - RETIRED LINE | X - DNU - RETIRED LINE | 135002 | Land Rights - Non-Depreciable: 4552XXXXXX | 9869906 | T-LIN S21 T18 R70 | 1967-07-01 | 1967-07-01 | CPR Conversion
0 | 0 | 0 | 0 | 2024-12-01 | BH Colorado Electric Oper Co | Regulated Electric (122) | X - DNU - RETIRED LINE | X - DNU - RETIRED LINE | 135002 | Land Rights - Non-Depreciable: 4552XXXXXX | 9870083 | T-LIN S28 T20 R64 | 1968-07-01 | 1968-07-01 | CPR Conversion
0 | 0 | 0 | 0 | 2024-12-01 | BH Colorado Electric Oper Co | Regulated Electric (122) | X - DNU - RETIRED LINE | X - DNU - RETIRED LINE | 135002 | Land Rights - Non-Depreciable: 4552XXXXXX | 9869995 | T-LIN S22 T18 R70 | 1967-07-01 | 1967-07-01 | CPR Conversion
0 | 0 | 0 | 0 | 2024-12-01 | BH Colorado Electric Oper Co | Regulated Electric (122) | X - DNU - RETIRED LINE | X - DNU - RETIRED LINE | 135002 | Land Rights - Non-Depreciable: 4552XXXXXX | 9870088 | T-LIN S07 T20 R64 | 1942-07-01 | 1942-07-01 | CPR Conversion
0 | 0 | 0 | 0 | 2024-12-01 | BH Colorado Electric Oper Co | Regulated Electric (122) | X - DNU - RETIRED LINE | X - DNU - RETIRED LINE | 135002 | Land Rights - Non-Depreciable: 4552XXXXXX | 9869978 | T-LIN S13 T15 R70 | 1978-07-01 | 1978-07-01 | CPR Conversion
0 | 0 | 0 | 0 | 2024-12-01 | BH Colorado Electric Oper Co | Regulated Electric (122) | X - DNU - RETIRED LINE | X - DNU - RETIRED LINE | 135002 | Land Rights - Non-Depreciable: 4552XXXXXX | 9870109 | T-LIN S16 T21 R64 | 1937-07-01 | 1937-07-01 | CPR Conversion
0 | 0 | 0 | 0 | 2024-12-01 | BH Colorado Electric Oper Co | Regulated Electric (122) | X - DNU - RETIRED LINE | X - DNU - RETIRED LINE | 135002 | Land Rights - Non-Depreciable: 4552XXXXXX | 9870097 | T-LIN S19 T19 R68 | 1937-07-01 | 1937-07-01 | CPR Conversion
0 | 0 | 0 | 0 | 2024-12-01 | BH Colorado Electric Oper Co | Regulated Electric (122) | X - DNU - RETIRED LINE | X - DNU - RETIRED LINE | 135002 | Land Rights - Non-Depreciable: 4552XXXXXX | 9870085 | T-LIN S07 T20 R64 | 1959-07-01 | 1959-07-01 | CPR Conversion
0 | 0 | 0 | 0 | 2024-12-01 | BH Colorado Electric Oper Co | Regulated Electric (122) | X - DNU - RETIRED LINE | X - DNU - RETIRED LINE | 135002 | Land Rights - Non-Depreciable: 4552XXXXXX | 9869991 | T-LIN S07 T19 R69 | 1967-07-01 | 1967-07-01 | CPR Conversion
0 | 0 | 0 | 0 | 2024-12-01 | BH Colorado Electric Oper Co | Regulated Electric (122) | X - DNU - RETIRED LINE | X - DNU - RETIRED LINE | 135002 | Land Rights - Non-Depreciable: 4552XXXXXX | 9696128 | T-LIN S24 T19 R69 | 1956-07-01 | 1956-07-01 | CPR Conversion
0 | 0 | 0 | 0 | 2024-12-01 | BH Colorado Electric Oper Co | Regulated Electric (122) | X - DNU - RETIRED LINE | X - DNU - RETIRED LINE | 135002 | Land Rights - Non-Depreciable: 4552XXXXXX | 9869909 | T-LIN S21 T18 R70 | 1965-07-01 | 1965-07-01 | CPR Conversion
0 | 0 | 0 | 0 | 2024-12-01 | BH Colorado Electric Oper Co | Regulated Electric (122) | X - DNU - RETIRED LINE | X - DNU - RETIRED LINE | 135002 | Land Rights - Non-Depreciable: 4552XXXXXX | 9870107 | T-LIN S19 T20 R64 | 1966-07-01 | 1966-07-01 | CPR Conversion
0 | 0 | 0 | 0 | 2024-12-01 | BH Colorado Electric Oper Co | Regulated Electric (122) | X - DNU - RETIRED LINE | X - DNU - RETIRED LINE | 135002 | Land Rights - Non-Depreciable: 4552XXXXXX | 9704828 | T-LIN S07 T20 R64 | 1943-07-01 | 1943-07-01 | CPR Conversion
0 | 0 | 0 | 0 | 2024-12-01 | BH Colorado Electric Oper Co | Regulated Electric (122) | X - DNU - RETIRED LINE | X - DNU - RETIRED LINE | 135002 | Land Rights - Non-Depreciable: 4552XXXXXX | 9870084 | T-LIN S07 T20 R64 | 1966-07-01 | 1966-07-01 | CPR Conversion
0 | 0 | 0 | 0 | 2024-12-01 | BH Colorado Electric Oper Co | Regulated Electric (122) | X - DNU - RETIRED LINE | X - DNU - RETIRED LINE | 135002 | Land Rights - Non-Depreciable: 4552XXXXXX | 9869996 | T-LIN S20 T18 R70 | 1967-07-01 | 1967-07-01 | CPR Conversion
0 | 0 | 0 | 0 | 2024-12-01 | BH Colorado Electric Oper Co | Regulated Electric (122) | X - DNU - RETIRED LINE | X - DNU - RETIRED LINE | 135002 | Land Rights - Non-Depreciable: 4552XXXXXX | 9869981 | T-LIN S27 T17 R70 | 1968-07-01 | 1968-07-01 | CPR Conversion
0 | 0 | 0 | 0 | 2024-12-01 | BH Colorado Electric Oper Co | Regulated Electric (122) | X - DNU - RETIRED LINE | X - DNU - RETIRED LINE | 135500 | Anchors: 0140000000 | 9807825 | ANCHORS | 2001-02-15 | 2001-01-01 | 10009471
0 | 0 | 0 | 0 | 2024-12-01 | BH Colorado Electric Oper Co | Regulated Electric (122) | X - DNU - RETIRED LINE | X - DNU - RETIRED LINE | 135500 | Crossarm Assemblies, Wood: 7914000000 | 9802733 | CROSSARM ASSEMBLIES, WOOD | 1960-07-01 | 1960-07-01 | WCDXFER
0 | 0 | 0 | 0 | 2024-12-01 | BH Colorado Electric Oper Co | Regulated Electric (122) | X - DNU - RETIRED LINE | X - DNU - RETIRED LINE | 135500 | Crossarm Assemblies, Wood: 7914000000 | 9802732 | CROSSARM ASSEMBLIES, WOOD | 1956-07-01 | 1956-07-01 | WCDXFER
0 | 0 | 0 | 0 | 2024-12-01 | BH Colorado Electric Oper Co | Regulated Electric (122) | X - DNU - RETIRED LINE | X - DNU - RETIRED LINE | 135500 | Crossarm Assemblies, Wood: 7914000000 | 9802644 | CROSSARM ASSEMBLIES, WOOD | 1963-07-01 | 1963-07-01 | WCDXFER
0 | 0 | 0 | 0 | 2024-12-01 | BH Colorado Electric Oper Co | Regulated Electric (122) | X - DNU - RETIRED LINE | X - DNU - RETIRED LINE | 135500 | Crossarm Assemblies, Wood: 7914000000 | 9802545 | CROSSARM ASSEMBLIES, WOOD | 1963-07-01 | 1963-07-01 | WCDXFER
0 | 0 | 0 | 0 | 2024-12-01 | BH Colorado Electric Oper Co | Regulated Electric (122) | X - DNU - RETIRED LINE | X - DNU - RETIRED LINE | 135500 | Crossarm Assemblies, Wood: 7914000000 | 9801856 | CROSSARM ASSEMBLIES, WOOD | 1936-07-01 | 1936-07-01 | WCDXFER
0 | 0 | 0 | 0 | 2024-12-01 | BH Colorado Electric Oper Co | Regulated Electric (122) | X - DNU - RETIRED LINE | X - DNU - RETIRED LINE | 135500 | Crossarm Assemblies, Wood: 7914000000 | 9801908 | CROSSARM ASSEMBLIES, WOOD | 1959-07-01 | 1959-07-01 | WCDXFER
0 | 0 | 0 | 0 | 2024-12-01 | BH Colorado Electric Oper Co | Regulated Electric (122) | X - DNU - RETIRED LINE | X - DNU - RETIRED LINE | 135500 | Crossarm Assemblies, Wood: 7914000000 | 9801869 | CROSSARM ASSEMBLIES, WOOD | 1974-07-01 | 1974-07-01 | WCDXFER
0 | 0 | 0 | 0 | 2024-12-01 | BH Colorado Electric Oper Co | Regulated Electric (122) | X - DNU - RETIRED LINE | X - DNU - RETIRED LINE | 135500 | Crossarm Assemblies, Wood: 7914000000 | 9801862 | CROSSARM ASSEMBLIES, WOOD | 1949-07-01 | 1949-07-01 | WCDXFER
0 | 0 | 0 | 0 | 2024-12-01 | BH Colorado Electric Oper Co | Regulated Electric (122) | X - DNU - RETIRED LINE | X - DNU - RETIRED LINE | 135500 | Crossarm Assemblies, Wood: 7914000000 | 9802817 | CROSSARM ASSEMBLIES, WOOD | 1958-07-01 | 1958-07-01 | WCDXFER
0 | 0 | 0 | 0 | 2024-12-01 | BH Colorado Electric Oper Co | Regulated Electric (122) | X - DNU - RETIRED LINE | X - DNU - RETIRED LINE | 135500 | Crossarm Assemblies, Wood: 7914000000 | 9802428 | CROSSARM ASSEMBLIES, WOOD | 1968-07-01 | 1968-07-01 | WCDXFER
0 | 0 | 0 | 0 | 2024-12-01 | BH Colorado Electric Oper Co | Regulated Electric (122) | X - DNU - RETIRED LINE | X - DNU - RETIRED LINE | 135500 | Crossarm Assemblies, Wood: 7914000000 | 9801897 | CROSSARM ASSEMBLIES, WOOD | 1967-07-01 | 1967-07-01 | WCDXFER
0 | 0 | 0 | 0 | 2024-12-01 | BH Colorado Electric Oper Co | Regulated Electric (122) | X - DNU - RETIRED LINE | X - DNU - RETIRED LINE | 135500 | Crossarm Assemblies, Wood: 7914000000 | 9802610 | CROSSARM ASSEMBLIES, WOOD | 1978-07-01 | 1978-07-01 | WCDXFER
0 | 0 | 0 | 0 | 2024-12-01 | BH Colorado Electric Oper Co | Regulated Electric (122) | X - DNU - RETIRED LINE | X - DNU - RETIRED LINE | 135500 | Crossarm Assemblies, Wood: 7914000000 | 9802492 | CROSSARM ASSEMBLIES, WOOD | 1992-07-01 | 1992-07-01 | WCDXFER
0 | 0 | 0 | 0 | 2024-12-01 | BH Colorado Electric Oper Co | Regulated Electric (122) | X - DNU - RETIRED LINE | X - DNU - RETIRED LINE | 135500 | Crossarm Assemblies, Wood: 7914000000 | 9801850 | CROSSARM ASSEMBLIES, WOOD | 1967-07-01 | 1967-07-01 | WCDXFER
0 | 0 | 0 | 0 | 2024-12-01 | BH Colorado Electric Oper Co | Regulated Electric (122) | X - DNU - RETIRED LINE | X - DNU - RETIRED LINE | 135500 | Crossarm Assemblies, Wood: 7914000000 | 9802642 | CROSSARM ASSEMBLIES, WOOD | 1961-07-01 | 1961-07-01 | WCDXFER
0 | 0 | 0 | 0 | 2024-12-01 | BH Colorado Electric Oper Co | Regulated Electric (122) | X - DNU - RETIRED LINE | X - DNU - RETIRED LINE | 135500 | Crossarm Assemblies, Wood: 7914000000 | 9802849 | CROSSARM ASSEMBLIES, WOOD | 1979-07-01 | 1979-07-01 | WCDXFER
0 | 0 | 0 | 0 | 2024-12-01 | BH Colorado Electric Oper Co | Regulated Electric (122) | X - DNU - RETIRED LINE | X - DNU - RETIRED LINE | 135500 | Crossarm Assemblies, Wood: 7914000000 | 9802847 | CROSSARM ASSEMBLIES, WOOD | 1977-07-01 | 1977-07-01 | WCDXFER
0 | 0 | 0 | 0 | 2024-12-01 | BH Colorado Electric Oper Co | Regulated Electric (122) | X - DNU - RETIRED LINE | X - DNU - RETIRED LINE | 135500 | Crossarm Assemblies, Wood: 7914000000 | 9802830 | CROSSARM ASSEMBLIES, WOOD | 1979-07-01 | 1979-07-01 | WCDXFER
0 | 0 | 0 | 0 | 2024-12-01 | BH Colorado Electric Oper Co | Regulated Electric (122) | X - DNU - RETIRED LINE | X - DNU - RETIRED LINE | 135500 | Crossarm Assemblies, Wood: 7914000000 | 9802520 | CROSSARM ASSEMBLIES, WOOD | 1954-07-01 | 1954-07-01 | WCDXFER
0 | 0 | 0 | 0 | 2024-12-01 | BH Colorado Electric Oper Co | Regulated Electric (122) | X - DNU - RETIRED LINE | X - DNU - RETIRED LINE | 135500 | Crossarm Assemblies, Wood: 7914000000 | 9802647 | CROSSARM ASSEMBLIES, WOOD | 1974-07-01 | 1974-07-01 | WCDXFER
0 | 0 | 0 | 0 | 2024-12-01 | BH Colorado Electric Oper Co | Regulated Electric (122) | X - DNU - RETIRED LINE | X - DNU - RETIRED LINE | 135500 | Crossarm Assemblies, Wood: 7914000000 | 9801969 | CROSSARM ASSEMBLIES, WOOD | 1959-07-01 | 1959-07-01 | WCDXFER
0 | 0 | 0 | 0 | 2024-12-01 | BH Colorado Electric Oper Co | Regulated Electric (122) | X - DNU - RETIRED LINE | X - DNU - RETIRED LINE | 135500 | Crossarm Assemblies, Wood: 7914000000 | 9801937 | CROSSARM ASSEMBLIES, WOOD | 1967-07-01 | 1967-07-01 | WCDXFER
0 | 0 | 0 | 0 | 2024-12-01 | BH Colorado Electric Oper Co | Regulated Electric (122) | X - DNU - RETIRED LINE | X - DNU - RETIRED LINE | 135500 | Crossarm Assemblies, Wood: 7914000000 | 9801909 | CROSSARM ASSEMBLIES, WOOD | 1960-07-01 | 1960-07-01 | WCDXFER
0 | 0 | 0 | 0 | 2024-12-01 | BH Colorado Electric Oper Co | Regulated Electric (122) | X - DNU - RETIRED LINE | X - DNU - RETIRED LINE | 135500 | Crossarm Assemblies, Wood: 7914000000 | 9802426 | CROSSARM ASSEMBLIES, WOOD | 1962-07-01 | 1962-07-01 | WCDXFER
0 | 0 | 0 | 0 | 2024-12-01 | BH Colorado Electric Oper Co | Regulated Electric (122) | X - DNU - RETIRED LINE | X - DNU - RETIRED LINE | 135500 | Crossarm Assemblies, Wood: 7914000000 | 9802579 | CROSSARM ASSEMBLIES, WOOD | 1974-07-01 | 1974-07-01 | WCDXFER
0 | 0 | 0 | 0 | 2024-12-01 | BH Colorado Electric Oper Co | Regulated Electric (122) | X - DNU - RETIRED LINE | X - DNU - RETIRED LINE | 135500 | Crossarm Assemblies, Wood: 7914000000 | 9802673 | CROSSARM ASSEMBLIES, WOOD | 1958-07-01 | 1958-07-01 | WCDXFER
0 | 0 | 0 | 0 | 2024-12-01 | BH Colorado Electric Oper Co | Regulated Electric (122) | X - DNU - RETIRED LINE | X - DNU - RETIRED LINE | 135500 | Crossarm Assemblies, Wood: 7914000000 | 9802607 | CROSSARM ASSEMBLIES, WOOD | 1965-07-01 | 1965-07-01 | WCDXFER
0 | 0 | 0 | 0 | 2024-12-01 | BH Colorado Electric Oper Co | Regulated Electric (122) | X - DNU - RETIRED LINE | X - DNU - RETIRED LINE | 135500 | Crossarm Assemblies, Wood: 7914000000 | 9802831 | CROSSARM ASSEMBLIES, WOOD | 1968-07-01 | 1968-07-01 | WCDXFER
0 | 0 | 0 | 0 | 2024-12-01 | BH Colorado Electric Oper Co | Regulated Electric (122) | X - DNU - RETIRED LINE | X - DNU - RETIRED LINE | 135500 | Crossarm Assemblies, Wood: 7914000000 | 9802488 | CROSSARM ASSEMBLIES, WOOD | 1968-07-01 | 1968-07-01 | WCDXFER
0 | 0 | 0 | 0 | 2024-12-01 | BH Colorado Electric Oper Co | Regulated Electric (122) | X - DNU - RETIRED LINE | X - DNU - RETIRED LINE | 135500 | Crossarm Assemblies, Wood: 7914000000 | 9801903 | CROSSARM ASSEMBLIES, WOOD | 1979-07-01 | 1979-07-01 | WCDXFER
0 | 0 | 0 | 0 | 2024-12-01 | BH Colorado Electric Oper Co | Regulated Electric (122) | X - DNU - RETIRED LINE | X - DNU - RETIRED LINE | 135500 | Crossarm Assemblies, Wood: 7914000000 | 9802576 | CROSSARM ASSEMBLIES, WOOD | 1968-07-01 | 1968-07-01 | WCDXFER
0 | 0 | 0 | 0 | 2024-12-01 | BH Colorado Electric Oper Co | Regulated Electric (122) | X - DNU - RETIRED LINE | X - DNU - RETIRED LINE | 135500 | Crossarm Assemblies, Wood: 7914000000 | 9801940 | CROSSARM ASSEMBLIES, WOOD | 1974-07-01 | 1974-07-01 | WCDXFER
0 | 0 | 0 | 0 | 2024-12-01 | BH Colorado Electric Oper Co | Regulated Electric (122) | X - DNU - RETIRED LINE | X - DNU - RETIRED LINE | 135500 | Crossarm Assemblies, Wood: 7914000000 | 9801911 | CROSSARM ASSEMBLIES, WOOD | 1962-07-01 | 1962-07-01 | WCDXFER
0 | 0 | 0 | 0 | 2024-12-01 | BH Colorado Electric Oper Co | Regulated Electric (122) | X - DNU - RETIRED LINE | X - DNU - RETIRED LINE | 135500 | Crossarm Assemblies, Wood: 7914000000 | 9802848 | CROSSARM ASSEMBLIES, WOOD | 1978-07-01 | 1978-07-01 | WCDXFER
0 | 0 | 0 | 0 | 2024-12-01 | BH Colorado Electric Oper Co | Regulated Electric (122) | X - DNU - RETIRED LINE | X - DNU - RETIRED LINE | 135500 | Crossarm Assemblies, Wood: 7914000000 | 9802812 | CROSSARM ASSEMBLIES, WOOD | 1979-07-01 | 1979-07-01 | WCDXFER
0 | 0 | 0 | 0 | 2024-12-01 | BH Colorado Electric Oper Co | Regulated Electric (122) | X - DNU - RETIRED LINE | X - DNU - RETIRED LINE | 135500 | Crossarm Assemblies, Wood: 7914000000 | 9802623 | CROSSARM ASSEMBLIES, WOOD | 1979-07-01 | 1979-07-01 | WCDXFER
0 | 0 | 0 | 0 | 2024-12-01 | BH Colorado Electric Oper Co | Regulated Electric (122) | X - DNU - RETIRED LINE | X - DNU - RETIRED LINE | 135500 | Crossarm Assemblies, Wood: 7914000000 | 9802518 | CROSSARM ASSEMBLIES, WOOD | 1937-07-01 | 1937-07-01 | WCDXFER
0 | 0 | 0 | 0 | 2024-12-01 | BH Colorado Electric Oper Co | Regulated Electric (122) | X - DNU - RETIRED LINE | X - DNU - RETIRED LINE | 135500 | Crossarm Assemblies, Wood: 7914000000 | 9802493 | CROSSARM ASSEMBLIES, WOOD | 1980-07-01 | 1980-07-01 | WCDXFER
0 | 0 | 0 | 0 | 2024-12-01 | BH Colorado Electric Oper Co | Regulated Electric (122) | X - DNU - RETIRED LINE | X - DNU - RETIRED LINE | 135500 | Crossarm Assemblies, Wood: 7914000000 | 9801828 | CROSSARM ASSEMBLIES, WOOD | 1954-07-01 | 1954-07-01 | WCDXFER
0 | 0 | 0 | 0 | 2024-12-01 | BH Colorado Electric Oper Co | Regulated Electric (122) | X - DNU - RETIRED LINE | X - DNU - RETIRED LINE | 135500 | Crossarm Assemblies, Wood: 7914000000 | 9802445 | CROSSARM ASSEMBLIES, WOOD | 1936-07-01 | 1936-07-01 | WCDXFER
0 | 0 | 0 | 0 | 2024-12-01 | BH Colorado Electric Oper Co | Regulated Electric (122) | X - DNU - RETIRED LINE | X - DNU - RETIRED LINE | 135500 | Crossarm Assemblies, Wood: 7914000000 | 9802565 | CROSSARM ASSEMBLIES, WOOD | 1962-07-01 | 1962-07-01 | WCDXFER
0 | 0 | 0 | 0 | 2024-12-01 | BH Colorado Electric Oper Co | Regulated Electric (122) | X - DNU - RETIRED LINE | X - DNU - RETIRED LINE | 135500 | Crossarm Assemblies, Wood: 7914000000 | 9802780 | CROSSARM ASSEMBLIES, WOOD | 1979-07-01 | 1979-07-01 | WCDXFER
0 | 0 | 0 | 0 | 2024-12-01 | BH Colorado Electric Oper Co | Regulated Electric (122) | X - DNU - RETIRED LINE | X - DNU - RETIRED LINE | 135500 | Crossarm Assemblies, Wood: 7914000000 | 9802486 | CROSSARM ASSEMBLIES, WOOD | 1966-07-01 | 1966-07-01 | WCDXFER
0 | 0 | 0 | 0 | 2024-12-01 | BH Colorado Electric Oper Co | Regulated Electric (122) | X - DNU - RETIRED LINE | X - DNU - RETIRED LINE | 135500 | Crossarm Assemblies, Wood: 7914000000 | 9802645 | CROSSARM ASSEMBLIES, WOOD | 1967-07-01 | 1967-07-01 | WCDXFER
0 | 0 | 0 | 0 | 2024-12-01 | BH Colorado Electric Oper Co | Regulated Electric (122) | X - DNU - RETIRED LINE | X - DNU - RETIRED LINE | 135500 | Crossarm Assemblies, Wood: 7914000000 | 9801891 | CROSSARM ASSEMBLIES, WOOD | 1977-07-01 | 1977-07-01 | WCDXFER
0 | 0 | 0 | 0 | 2024-12-01 | BH Colorado Electric Oper Co | Regulated Electric (122) | X - DNU - RETIRED LINE | X - DNU - RETIRED LINE | 135500 | Crossarm Assemblies, Wood: 7914000000 | 9801857 | CROSSARM ASSEMBLIES, WOOD | 1974-07-01 | 1974-07-01 | WCDXFER
0 | 0 | 0 | 0 | 2024-12-01 | BH Colorado Electric Oper Co | Regulated Electric (122) | X - DNU - RETIRED LINE | X - DNU - RETIRED LINE | 135500 | Crossarm Assemblies, Wood: 7914000000 | 9801933 | CROSSARM ASSEMBLIES, WOOD | 1964-07-01 | 1964-07-01 | WCDXFER
0 | 0 | 0 | 0 | 2024-12-01 | BH Colorado Electric Oper Co | Regulated Electric (122) | X - DNU - RETIRED LINE | X - DNU - RETIRED LINE | 135500 | Crossarm Assemblies, Wood: 7914000000 | 9801901 | CROSSARM ASSEMBLIES, WOOD | 1968-07-01 | 1968-07-01 | WCDXFER
0 | 0 | 0 | 0 | 2024-12-01 | BH Colorado Electric Oper Co | Regulated Electric (122) | X - DNU - RETIRED LINE | X - DNU - RETIRED LINE | 135500 | Crossarm Assemblies, Wood: 7914000000 | 9802677 | CROSSARM ASSEMBLIES, WOOD | 1978-07-01 | 1978-07-01 | WCDXFER
0 | 0 | 0 | 0 | 2024-12-01 | BH Colorado Electric Oper Co | Regulated Electric (122) | X - DNU - RETIRED LINE | X - DNU - RETIRED LINE | 135500 | Crossarm Assemblies, Wood: 7914000000 | 9802676 | CROSSARM ASSEMBLIES, WOOD | 1977-07-01 | 1977-07-01 | WCDXFER
0 | 0 | 0 | 0 | 2024-12-01 | BH Colorado Electric Oper Co | Regulated Electric (122) | X - DNU - RETIRED LINE | X - DNU - RETIRED LINE | 135500 | Crossarm Assemblies, Wood: 7914000000 | 9802674 | CROSSARM ASSEMBLIES, WOOD | 1966-07-01 | 1966-07-01 | WCDXFER
0 | 0 | 0 | 0 | 2024-12-01 | BH Colorado Electric Oper Co | Regulated Electric (122) | X - DNU - RETIRED LINE | X - DNU - RETIRED LINE | 135500 | Crossarm Assemblies, Wood: 7914000000 | 9802431 | CROSSARM ASSEMBLIES, WOOD | 1977-07-01 | 1977-07-01 | WCDXFER
0 | 0 | 0 | 0 | 2024-12-01 | BH Colorado Electric Oper Co | Regulated Electric (122) | X - DNU - RETIRED LINE | X - DNU - RETIRED LINE | 135500 | Crossarm Assemblies, Wood: 7914000000 | 9802429 | CROSSARM ASSEMBLIES, WOOD | 1972-07-01 | 1972-07-01 | WCDXFER
0 | 0 | 0 | 0 | 2024-12-01 | BH Colorado Electric Oper Co | Regulated Electric (122) | X - DNU - RETIRED LINE | X - DNU - RETIRED LINE | 135500 | Crossarm Assemblies, Wood: 7914000000 | 9802372 | CROSSARM ASSEMBLIES, WOOD | 1969-07-01 | 1969-07-01 | WCDXFER
0 | 0 | 0 | 0 | 2024-12-01 | BH Colorado Electric Oper Co | Regulated Electric (122) | X - DNU - RETIRED LINE | X - DNU - RETIRED LINE | 135500 | Crossarm Assemblies, Wood: 7914000000 | 9802490 | CROSSARM ASSEMBLIES, WOOD | 1978-07-01 | 1978-07-01 | WCDXFER
0 | 0 | 0 | 0 | 2024-12-01 | BH Colorado Electric Oper Co | Regulated Electric (122) | X - DNU - RETIRED LINE | X - DNU - RETIRED LINE | 135500 | Crossarm Assemblies, Wood: 7914000000 | 9802487 | CROSSARM ASSEMBLIES, WOOD | 1967-07-01 | 1967-07-01 | WCDXFER
0 | 0 | 0 | 0 | 2024-12-01 | BH Colorado Electric Oper Co | Regulated Electric (122) | X - DNU - RETIRED LINE | X - DNU - RETIRED LINE | 135500 | Crossarm Assemblies, Wood: 7914000000 | 9801902 | CROSSARM ASSEMBLIES, WOOD | 1978-07-01 | 1978-07-01 | WCDXFER
0 | 0 | 0 | 0 | 2024-12-01 | BH Colorado Electric Oper Co | Regulated Electric (122) | X - DNU - RETIRED LINE | X - DNU - RETIRED LINE | 135500 | Crossarm Assemblies, Wood: 7914000000 | 9801889 | CROSSARM ASSEMBLIES, WOOD | 1992-07-01 | 1992-07-01 | WCDXFER
0 | 0 | 0 | 0 | 2024-12-01 | BH Colorado Electric Oper Co | Regulated Electric (122) | X - DNU - RETIRED LINE | X - DNU - RETIRED LINE | 135500 | Crossarm Assemblies, Wood: 7914000000 | 9801887 | CROSSARM ASSEMBLIES, WOOD | 1968-07-01 | 1968-07-01 | WCDXFER
0 | 0 | 0 | 0 | 2024-12-01 | BH Colorado Electric Oper Co | Regulated Electric (122) | X - DNU - RETIRED LINE | X - DNU - RETIRED LINE | 135500 | Crossarm Assemblies, Wood: 7914000000 | 9801886 | CROSSARM ASSEMBLIES, WOOD | 1967-07-01 | 1967-07-01 | WCDXFER
0 | 0 | 0 | 0 | 2024-12-01 | BH Colorado Electric Oper Co | Regulated Electric (122) | X - DNU - RETIRED LINE | X - DNU - RETIRED LINE | 135500 | Crossarm Assemblies, Wood: 7914000000 | 9801884 | CROSSARM ASSEMBLIES, WOOD | 1965-07-01 | 1965-07-01 | WCDXFER
0 | 0 | 0 | 0 | 2024-12-01 | BH Colorado Electric Oper Co | Regulated Electric (122) | X - DNU - RETIRED LINE | X - DNU - RETIRED LINE | 135500 | Crossarm Assemblies, Wood: 7914000000 | 9801837 | CROSSARM ASSEMBLIES, WOOD | 1967-07-01 | 1967-07-01 | WCDXFER
0 | 0 | 0 | 0 | 2024-12-01 | BH Colorado Electric Oper Co | Regulated Electric (122) | X - DNU - RETIRED LINE | X - DNU - RETIRED LINE | 135500 | Crossarm Assemblies, Wood: 7914000000 | 9807818 | CROSSARM ASSEMBLIES, WOOD | 2001-02-15 | 2001-01-01 | 10009471
0 | 0 | 0 | 0 | 2024-12-01 | BH Colorado Electric Oper Co | Regulated Electric (122) | X - DNU - RETIRED LINE | X - DNU - RETIRED LINE | 135500 | Crossarm Assemblies, Wood: 7914000000 | 9802523 | CROSSARM ASSEMBLIES, WOOD | 1965-07-01 | 1965-07-01 | WCDXFER
0 | 0 | 0 | 0 | 2024-12-01 | BH Colorado Electric Oper Co | Regulated Electric (122) | X - DNU - RETIRED LINE | X - DNU - RETIRED LINE | 135500 | Crossarm Assemblies, Wood: 7914000000 | 9802525 | CROSSARM ASSEMBLIES, WOOD | 1967-07-01 | 1967-07-01 | WCDXFER
0 | 0 | 0 | 0 | 2024-12-01 | BH Colorado Electric Oper Co | Regulated Electric (122) | X - DNU - RETIRED LINE | X - DNU - RETIRED LINE | 135500 | Crossarm Assemblies, Wood: 7914000000 | 9802904 | CROSSARM ASSEMBLIES, WOOD | 1977-07-01 | 1977-07-01 | WCDXFER
0 | 0 | 0 | 0 | 2024-12-01 | BH Colorado Electric Oper Co | Regulated Electric (122) | X - DNU - RETIRED LINE | X - DNU - RETIRED LINE | 135500 | Crossarm Assemblies, Wood: 7914000000 | 9802448 | CROSSARM ASSEMBLIES, WOOD | 1960-07-01 | 1960-07-01 | WCDXFER
0 | 0 | 0 | 0 | 2024-12-01 | BH Colorado Electric Oper Co | Regulated Electric (122) | X - DNU - RETIRED LINE | X - DNU - RETIRED LINE | 135500 | Crossarm Assemblies, Wood: 7914000000 | 9802737 | CROSSARM ASSEMBLIES, WOOD | 1968-07-01 | 1968-07-01 | WCDXFER
0 | 0 | 0 | 0 | 2024-12-01 | BH Colorado Electric Oper Co | Regulated Electric (122) | X - DNU - RETIRED LINE | X - DNU - RETIRED LINE | 135500 | Crossarm Assemblies, Wood: 7914000000 | 9802646 | CROSSARM ASSEMBLIES, WOOD | 1968-07-01 | 1968-07-01 | WCDXFER
0 | 0 | 0 | 0 | 2024-12-01 | BH Colorado Electric Oper Co | Regulated Electric (122) | X - DNU - RETIRED LINE | X - DNU - RETIRED LINE | 135500 | Crossarm Assemblies, Wood: 7914000000 | 9802641 | CROSSARM ASSEMBLIES, WOOD | 1960-07-01 | 1960-07-01 | WCDXFER
0 | 0 | 0 | 0 | 2024-12-01 | BH Colorado Electric Oper Co | Regulated Electric (122) | X - DNU - RETIRED LINE | X - DNU - RETIRED LINE | 135500 | Crossarm Assemblies, Wood: 7914000000 | 9802546 | CROSSARM ASSEMBLIES, WOOD | 1967-07-01 | 1967-07-01 | WCDXFER
0 | 0 | 0 | 0 | 2024-12-01 | BH Colorado Electric Oper Co | Regulated Electric (122) | X - DNU - RETIRED LINE | X - DNU - RETIRED LINE | 135500 | Crossarm Assemblies, Wood: 7914000000 | 9802544 | CROSSARM ASSEMBLIES, WOOD | 1962-07-01 | 1962-07-01 | WCDXFER
0 | 0 | 0 | 0 | 2024-12-01 | BH Colorado Electric Oper Co | Regulated Electric (122) | X - DNU - RETIRED LINE | X - DNU - RETIRED LINE | 135500 | Crossarm Assemblies, Wood: 7914000000 | 9802512 | CROSSARM ASSEMBLIES, WOOD | 1974-07-01 | 1974-07-01 | WCDXFER
0 | 0 | 0 | 0 | 2024-12-01 | BH Colorado Electric Oper Co | Regulated Electric (122) | X - DNU - RETIRED LINE | X - DNU - RETIRED LINE | 135500 | Crossarm Assemblies, Wood: 7914000000 | 9801963 | CROSSARM ASSEMBLIES, WOOD | 1936-07-01 | 1936-07-01 | WCDXFER
0 | 0 | 0 | 0 | 2024-12-01 | BH Colorado Electric Oper Co | Regulated Electric (122) | X - DNU - RETIRED LINE | X - DNU - RETIRED LINE | 135500 | Crossarm Assemblies, Wood: 7914000000 | 9802572 | CROSSARM ASSEMBLIES, WOOD | 1958-07-01 | 1958-07-01 | WCDXFER
0 | 0 | 0 | 0 | 2024-12-01 | BH Colorado Electric Oper Co | Regulated Electric (122) | X - DNU - RETIRED LINE | X - DNU - RETIRED LINE | 135500 | Crossarm Assemblies, Wood: 7914000000 | 9802575 | CROSSARM ASSEMBLIES, WOOD | 1967-07-01 | 1967-07-01 | WCDXFER
0 | 0 | 0 | 0 | 2024-12-01 | BH Colorado Electric Oper Co | Regulated Electric (122) | X - DNU - RETIRED LINE | X - DNU - RETIRED LINE | 135500 | Crossarm Assemblies, Wood: 7914000000 | 9802427 | CROSSARM ASSEMBLIES, WOOD | 1963-07-01 | 1963-07-01 | WCDXFER
0 | 0 | 0 | 0 | 2024-12-01 | BH Colorado Electric Oper Co | Regulated Electric (122) | X - DNU - RETIRED LINE | X - DNU - RETIRED LINE | 135500 | Crossarm Assemblies, Wood: 7914000000 | 9802612 | CROSSARM ASSEMBLIES, WOOD | 1992-07-01 | 1992-07-01 | WCDXFER
0 | 0 | 0 | 0 | 2024-12-01 | BH Colorado Electric Oper Co | Regulated Electric (122) | X - DNU - RETIRED LINE | X - DNU - RETIRED LINE | 135500 | Crossarm Assemblies, Wood: 7914000000 | 9802370 | CROSSARM ASSEMBLIES, WOOD | 1958-07-01 | 1958-07-01 | WCDXFER
0 | 0 | 0 | 0 | 2024-12-01 | BH Colorado Electric Oper Co | Regulated Electric (122) | X - DNU - RETIRED LINE | X - DNU - RETIRED LINE | 135500 | Crossarm Assemblies, Wood: 7914000000 | 9801904 | CROSSARM ASSEMBLIES, WOOD | 1989-07-01 | 1989-07-01 | WCDXFER
0 | 0 | 0 | 0 | 2024-12-01 | BH Colorado Electric Oper Co | Regulated Electric (122) | X - DNU - RETIRED LINE | X - DNU - RETIRED LINE | 135500 | Crossarm Assemblies, Wood: 7914000000 | 9802521 | CROSSARM ASSEMBLIES, WOOD | 1960-07-01 | 1960-07-01 | WCDXFER
0 | 0 | 0 | 0 | 2024-12-01 | BH Colorado Electric Oper Co | Regulated Electric (122) | X - DNU - RETIRED LINE | X - DNU - RETIRED LINE | 135500 | Crossarm Assemblies, Wood: 7914000000 | 9801870 | CROSSARM ASSEMBLIES, WOOD | 1937-07-01 | 1937-07-01 | WCDXFER
0 | 0 | 0 | 0 | 2024-12-01 | BH Colorado Electric Oper Co | Regulated Electric (122) | X - DNU - RETIRED LINE | X - DNU - RETIRED LINE | 135500 | Crossarm Assemblies, Wood: 7914000000 | 9802782 | CROSSARM ASSEMBLIES, WOOD | 1971-07-01 | 1971-07-01 | WCDXFER
0 | 0 | 0 | 0 | 2024-12-01 | BH Colorado Electric Oper Co | Regulated Electric (122) | X - DNU - RETIRED LINE | X - DNU - RETIRED LINE | 135500 | Crossarm Assemblies, Wood: 7914000000 | 9802781 | CROSSARM ASSEMBLIES, WOOD | 1965-07-01 | 1965-07-01 | WCDXFER
0 | 0 | 0 | 0 | 2024-12-01 | BH Colorado Electric Oper Co | Regulated Electric (122) | X - DNU - RETIRED LINE | X - DNU - RETIRED LINE | 135500 | Crossarm Assemblies, Wood: 7914000000 | 9802779 | CROSSARM ASSEMBLIES, WOOD | 1978-07-01 | 1978-07-01 | WCDXFER
0 | 0 | 0 | 0 | 2024-12-01 | BH Colorado Electric Oper Co | Regulated Electric (122) | X - DNU - RETIRED LINE | X - DNU - RETIRED LINE | 135500 | Crossarm Assemblies, Wood: 7914000000 | 9802726 | CROSSARM ASSEMBLIES, WOOD | 1967-07-01 | 1967-07-01 | WCDXFER
0 | 0 | 0 | 0 | 2024-12-01 | BH Colorado Electric Oper Co | Regulated Electric (122) | X - DNU - RETIRED LINE | X - DNU - RETIRED LINE | 135500 | Crossarm Assemblies, Wood: 7914000000 | 9802489 | CROSSARM ASSEMBLIES, WOOD | 1977-07-01 | 1977-07-01 | WCDXFER
0 | 0 | 0 | 0 | 2024-12-01 | BH Colorado Electric Oper Co | Regulated Electric (122) | X - DNU - RETIRED LINE | X - DNU - RETIRED LINE | 135500 | Crossarm Assemblies, Wood: 7914000000 | 9801888 | CROSSARM ASSEMBLIES, WOOD | 1978-07-01 | 1978-07-01 | WCDXFER
0 | 0 | 0 | 0 | 2024-12-01 | BH Colorado Electric Oper Co | Regulated Electric (122) | X - DNU - RETIRED LINE | X - DNU - RETIRED LINE | 135500 | Crossarm Assemblies, Wood: 7914000000 | 9801885 | CROSSARM ASSEMBLIES, WOOD | 1966-07-01 | 1966-07-01 | WCDXFER
0 | 0 | 0 | 0 | 2024-12-01 | BH Colorado Electric Oper Co | Regulated Electric (122) | X - DNU - RETIRED LINE | X - DNU - RETIRED LINE | 135500 | Crossarm Assemblies, Wood: 7914000000 | 9802712 | CROSSARM ASSEMBLIES, WOOD | 1976-07-01 | 1976-07-01 | WCDXFER
0 | 0 | 0 | 0 | 2024-12-01 | BH Colorado Electric Oper Co | Regulated Electric (122) | X - DNU - RETIRED LINE | X - DNU - RETIRED LINE | 135500 | Crossarm Assemblies, Wood: 7914000000 | 9802524 | CROSSARM ASSEMBLIES, WOOD | 1966-07-01 | 1966-07-01 | WCDXFER
0 | 0 | 0 | 0 | 2024-12-01 | BH Colorado Electric Oper Co | Regulated Electric (122) | X - DNU - RETIRED LINE | X - DNU - RETIRED LINE | 135500 | Crossarm Assemblies, Wood: 7914000000 | 9802743 | CROSSARM ASSEMBLIES, WOOD | 1962-07-01 | 1962-07-01 | WCDXFER
0 | 0 | 0 | 0 | 2024-12-01 | BH Colorado Electric Oper Co | Regulated Electric (122) | X - DNU - RETIRED LINE | X - DNU - RETIRED LINE | 135500 | Crossarm Assemblies, Wood: 7914000000 | 9802711 | CROSSARM ASSEMBLIES, WOOD | 1973-07-01 | 1973-07-01 | WCDXFER
0 | 0 | 0 | 0 | 2024-12-01 | BH Colorado Electric Oper Co | Regulated Electric (122) | X - DNU - RETIRED LINE | X - DNU - RETIRED LINE | 135500 | Crossarm Assemblies, Wood: 7914000000 | 9802622 | CROSSARM ASSEMBLIES, WOOD | 1976-07-01 | 1976-07-01 | WCDXFER
0 | 0 | 0 | 0 | 2024-12-01 | BH Colorado Electric Oper Co | Regulated Electric (122) | X - DNU - RETIRED LINE | X - DNU - RETIRED LINE | 135500 | Crossarm Assemblies, Wood: 7914000000 | 9802519 | CROSSARM ASSEMBLIES, WOOD | 1950-07-01 | 1950-07-01 | WCDXFER
0 | 0 | 0 | 0 | 2024-12-01 | BH Colorado Electric Oper Co | Regulated Electric (122) | X - DNU - RETIRED LINE | X - DNU - RETIRED LINE | 135500 | Crossarm Assemblies, Wood: 7914000000 | 9801942 | CROSSARM ASSEMBLIES, WOOD | 1979-07-01 | 1979-07-01 | WCDXFER
0 | 0 | 0 | 0 | 2024-12-01 | BH Colorado Electric Oper Co | Regulated Electric (122) | X - DNU - RETIRED LINE | X - DNU - RETIRED LINE | 135500 | Crossarm Assemblies, Wood: 7914000000 | 9801935 | CROSSARM ASSEMBLIES, WOOD | 1961-07-01 | 1961-07-01 | WCDXFER
0 | 0 | 0 | 0 | 2024-12-01 | BH Colorado Electric Oper Co | Regulated Electric (122) | X - DNU - RETIRED LINE | X - DNU - RETIRED LINE | 135500 | Crossarm Assemblies, Wood: 7914000000 | 9802714 | CROSSARM ASSEMBLIES, WOOD | 1992-07-01 | 1992-07-01 | WCDXFER
0 | 0 | 0 | 0 | 2024-12-01 | BH Colorado Electric Oper Co | Regulated Electric (122) | X - DNU - RETIRED LINE | X - DNU - RETIRED LINE | 135500 | Crossarm Assemblies, Wood: 7914000000 | 9802829 | CROSSARM ASSEMBLIES, WOOD | 1978-07-01 | 1978-07-01 | WCDXFER
0 | 0 | 0 | 0 | 2024-12-01 | BH Colorado Electric Oper Co | Regulated Electric (122) | X - DNU - RETIRED LINE | X - DNU - RETIRED LINE | 135500 | Crossarm Assemblies, Wood: 7914000000 | 9802742 | CROSSARM ASSEMBLIES, WOOD | 1960-07-01 | 1960-07-01 | WCDXFER
0 | 0 | 0 | 0 | 2024-12-01 | BH Colorado Electric Oper Co | Regulated Electric (122) | X - DNU - RETIRED LINE | X - DNU - RETIRED LINE | 135500 | Crossarm Assemblies, Wood: 7914000000 | 9802740 | CROSSARM ASSEMBLIES, WOOD | 1937-07-01 | 1937-07-01 | WCDXFER
0 | 0 | 0 | 0 | 2024-12-01 | BH Colorado Electric Oper Co | Regulated Electric (122) | X - DNU - RETIRED LINE | X - DNU - RETIRED LINE | 135500 | Crossarm Assemblies, Wood: 7914000000 | 9802527 | CROSSARM ASSEMBLIES, WOOD | 1977-07-01 | 1977-07-01 | WCDXFER
0 | 0 | 0 | 0 | 2024-12-01 | BH Colorado Electric Oper Co | Regulated Electric (122) | X - DNU - RETIRED LINE | X - DNU - RETIRED LINE | 135500 | Crossarm Assemblies, Wood: 7914000000 | 9801966 | CROSSARM ASSEMBLIES, WOOD | 1956-07-01 | 1956-07-01 | WCDXFER
0 | 0 | 0 | 0 | 2024-12-01 | BH Colorado Electric Oper Co | Regulated Electric (122) | X - DNU - RETIRED LINE | X - DNU - RETIRED LINE | 135500 | Crossarm Assemblies, Wood: 7914000000 | 9802880 | CROSSARM ASSEMBLIES, WOOD | 1973-07-01 | 1973-07-01 | WCDXFER
0 | 0 | 0 | 0 | 2024-12-01 | BH Colorado Electric Oper Co | Regulated Electric (122) | X - DNU - RETIRED LINE | X - DNU - RETIRED LINE | 135500 | Crossarm Assemblies, Wood: 7914000000 | 9802424 | CROSSARM ASSEMBLIES, WOOD | 1958-07-01 | 1958-07-01 | WCDXFER
0 | 0 | 0 | 0 | 2024-12-01 | BH Colorado Electric Oper Co | Regulated Electric (122) | X - DNU - RETIRED LINE | X - DNU - RETIRED LINE | 135500 | Crossarm Assemblies, Wood: 7914000000 | 9802449 | CROSSARM ASSEMBLIES, WOOD | 1962-07-01 | 1962-07-01 | WCDXFER
0 | 0 | 0 | 0 | 2024-12-01 | BH Colorado Electric Oper Co | Regulated Electric (122) | X - DNU - RETIRED LINE | X - DNU - RETIRED LINE | 135500 | Crossarm Assemblies, Wood: 7914000000 | 9802397 | CROSSARM ASSEMBLIES, WOOD | 1977-07-01 | 1977-07-01 | WCDXFER
0 | 0 | 0 | 0 | 2024-12-01 | BH Colorado Electric Oper Co | Regulated Electric (122) | X - DNU - RETIRED LINE | X - DNU - RETIRED LINE | 135500 | Crossarm Assemblies, Wood: 7914000000 | 9802447 | CROSSARM ASSEMBLIES, WOOD | 1958-07-01 | 1958-07-01 | WCDXFER
0 | 0 | 0 | 0 | 2024-12-01 | BH Colorado Electric Oper Co | Regulated Electric (122) | X - DNU - RETIRED LINE | X - DNU - RETIRED LINE | 135500 | Crossarm Assemblies, Wood: 7914000000 | 9801941 | CROSSARM ASSEMBLIES, WOOD | 1977-07-01 | 1977-07-01 | WCDXFER
0 | 0 | 0 | 0 | 2024-12-01 | BH Colorado Electric Oper Co | Regulated Electric (122) | X - DNU - RETIRED LINE | X - DNU - RETIRED LINE | 135500 | Crossarm Assemblies, Wood: 7914000000 | 9802396 | CROSSARM ASSEMBLIES, WOOD | 1956-07-01 | 1956-07-01 | WCDXFER
0 | 0 | 0 | 0 | 2024-12-01 | BH Colorado Electric Oper Co | Regulated Electric (122) | X - DNU - RETIRED LINE | X - DNU - RETIRED LINE | 135500 | Crossarm Assemblies, Wood: 7914000000 | 9802882 | CROSSARM ASSEMBLIES, WOOD | 1977-07-01 | 1977-07-01 | WCDXFER
0 | 0 | 0 | 0 | 2024-12-01 | BH Colorado Electric Oper Co | Regulated Electric (122) | X - DNU - RETIRED LINE | X - DNU - RETIRED LINE | 135500 | Crossarm Assemblies, Wood: 7914000000 | 9801936 | CROSSARM ASSEMBLIES, WOOD | 1962-07-01 | 1962-07-01 | WCDXFER
0 | 0 | 0 | 0 | 2024-12-01 | BH Colorado Electric Oper Co | Regulated Electric (122) | X - DNU - RETIRED LINE | X - DNU - RETIRED LINE | 135500 | Crossarm Assemblies, Wood: 7914000000 | 9802795 | CROSSARM ASSEMBLIES, WOOD | 1978-07-01 | 1978-07-01 | WCDXFER
0 | 0 | 0 | 0 | 2024-12-01 | BH Colorado Electric Oper Co | Regulated Electric (122) | X - DNU - RETIRED LINE | X - DNU - RETIRED LINE | 135500 | Crossarm Assemblies, Wood: 7914000000 | 9802578 | CROSSARM ASSEMBLIES, WOOD | 1971-07-01 | 1971-07-01 | WCDXFER
0 | 0 | 0 | 0 | 2024-12-01 | BH Colorado Electric Oper Co | Regulated Electric (122) | X - DNU - RETIRED LINE | X - DNU - RETIRED LINE | 135500 | Crossarm Assemblies, Wood: 7914000000 | 9803334 | CROSSARM ASSEMBLIES, WOOD | 1963-07-01 | 1963-07-01 | WCDXFER
0 | 0 | 0 | 0 | 2024-12-01 | BH Colorado Electric Oper Co | Regulated Electric (122) | X - DNU - RETIRED LINE | X - DNU - RETIRED LINE | 135500 | Crossarm Assemblies, Wood: 7914000000 | 9802643 | CROSSARM ASSEMBLIES, WOOD | 1962-07-01 | 1962-07-01 | WCDXFER
0 | 0 | 0 | 0 | 2024-12-01 | BH Colorado Electric Oper Co | Regulated Electric (122) | X - DNU - RETIRED LINE | X - DNU - RETIRED LINE | 135500 | Crossarm Assemblies, Wood: 7914000000 | 9802380 | CROSSARM ASSEMBLIES, WOOD | 1956-07-01 | 1956-07-01 | WCDXFER
0 | 0 | 0 | 0 | 2024-12-01 | BH Colorado Electric Oper Co | Regulated Electric (122) | X - DNU - RETIRED LINE | X - DNU - RETIRED LINE | 135500 | Crossarm Assemblies, Wood: 7914000000 | 9801970 | CROSSARM ASSEMBLIES, WOOD | 1960-07-01 | 1960-07-01 | WCDXFER
0 | 0 | 0 | 0 | 2024-12-01 | BH Colorado Electric Oper Co | Regulated Electric (122) | X - DNU - RETIRED LINE | X - DNU - RETIRED LINE | 135500 | Crossarm Assemblies, Wood: 7914000000 | 9801883 | CROSSARM ASSEMBLIES, WOOD | 1964-07-01 | 1964-07-01 | WCDXFER
0 | 0 | 0 | 0 | 2024-12-01 | BH Colorado Electric Oper Co | Regulated Electric (122) | X - DNU - RETIRED LINE | X - DNU - RETIRED LINE | 135500 | Crossarm Assemblies, Wood: 7914000000 | 9801967 | CROSSARM ASSEMBLIES, WOOD | 1957-07-01 | 1957-07-01 | WCDXFER
0 | 0 | 0 | 0 | 2024-12-01 | BH Colorado Electric Oper Co | Regulated Electric (122) | X - DNU - RETIRED LINE | X - DNU - RETIRED LINE | 135500 | Crossarm Assemblies, Wood: 7914000000 | 9802744 | CROSSARM ASSEMBLIES, WOOD | 1965-07-01 | 1965-07-01 | WCDXFER
0 | 0 | 0 | 0 | 2024-12-01 | BH Colorado Electric Oper Co | Regulated Electric (122) | X - DNU - RETIRED LINE | X - DNU - RETIRED LINE | 135500 | Crossarm Assemblies, Wood: 7914000000 | 9801965 | CROSSARM ASSEMBLIES, WOOD | 1948-07-01 | 1948-07-01 | WCDXFER
0 | 0 | 0 | 0 | 2024-12-01 | BH Colorado Electric Oper Co | Regulated Electric (122) | X - DNU - RETIRED LINE | X - DNU - RETIRED LINE | 135500 | Crossarm Assemblies, Wood: 7914000000 | 9801939 | CROSSARM ASSEMBLIES, WOOD | 1972-07-01 | 1972-07-01 | WCDXFER
0 | 0 | 0 | 0 | 2024-12-01 | BH Colorado Electric Oper Co | Regulated Electric (122) | X - DNU - RETIRED LINE | X - DNU - RETIRED LINE | 135500 | Crossarm Assemblies, Wood: 7914000000 | 9801868 | CROSSARM ASSEMBLIES, WOOD | 1962-07-01 | 1962-07-01 | WCDXFER
0 | 0 | 0 | 0 | 2024-12-01 | BH Colorado Electric Oper Co | Regulated Electric (122) | X - DNU - RETIRED LINE | X - DNU - RETIRED LINE | 135500 | Crossarm Assemblies, Wood: 7914000000 | 9801851 | CROSSARM ASSEMBLIES, WOOD | 1992-07-01 | 1992-07-01 | WCDXFER
0 | 0 | 0 | 0 | 2024-12-01 | BH Colorado Electric Oper Co | Regulated Electric (122) | X - DNU - RETIRED LINE | X - DNU - RETIRED LINE | 135500 | Crossarm Assemblies, Wood: 7914000000 | 9802706 | CROSSARM ASSEMBLIES, WOOD | 1977-07-01 | 1977-07-01 | WCDXFER
0 | 0 | 0 | 0 | 2024-12-01 | BH Colorado Electric Oper Co | Regulated Electric (122) | X - DNU - RETIRED LINE | X - DNU - RETIRED LINE | 135500 | Crossarm Assemblies, Wood: 7914000000 | 9802395 | CROSSARM ASSEMBLIES, WOOD | 1936-07-01 | 1936-07-01 | WCDXFER
0 | 0 | 0 | 0 | 2024-12-01 | BH Colorado Electric Oper Co | Regulated Electric (122) | X - DNU - RETIRED LINE | X - DNU - RETIRED LINE | 135500 | Crossarm Assemblies, Wood: 7914000000 | 9802619 | CROSSARM ASSEMBLIES, WOOD | 1963-07-01 | 1963-07-01 | WCDXFER
0 | 0 | 0 | 0 | 2024-12-01 | BH Colorado Electric Oper Co | Regulated Electric (122) | X - DNU - RETIRED LINE | X - DNU - RETIRED LINE | 135500 | Crossarm Assemblies, Wood: 7914000000 | 9801864 | CROSSARM ASSEMBLIES, WOOD | 1992-07-01 | 1992-07-01 | WCDXFER
0 | 0 | 0 | 0 | 2024-12-01 | BH Colorado Electric Oper Co | Regulated Electric (122) | X - DNU - RETIRED LINE | X - DNU - RETIRED LINE | 135500 | Crossarm Assemblies, Wood: 7914000000 | 9802658 | CROSSARM ASSEMBLIES, WOOD | 1993-07-01 | 1993-07-01 | WCDXFER
0 | 0 | 0 | 0 | 2024-12-01 | BH Colorado Electric Oper Co | Regulated Electric (122) | X - DNU - RETIRED LINE | X - DNU - RETIRED LINE | 135500 | Crossarm Assemblies, Wood: 7914000000 | 9802491 | CROSSARM ASSEMBLIES, WOOD | 1986-07-01 | 1986-07-01 | WCDXFER
0 | 0 | 0 | 0 | 2024-12-01 | BH Colorado Electric Oper Co | Regulated Electric (122) | X - DNU - RETIRED LINE | X - DNU - RETIRED LINE | 135500 | Crossarm Assemblies, Wood: 7914000000 | 9802653 | CROSSARM ASSEMBLIES, WOOD | 1937-07-01 | 1937-07-01 | WCDXFER
0 | 0 | 0 | 0 | 2024-12-01 | BH Colorado Electric Oper Co | Regulated Electric (122) | X - DNU - RETIRED LINE | X - DNU - RETIRED LINE | 135500 | Crossarm Assemblies, Wood: 7914000000 | 9802577 | CROSSARM ASSEMBLIES, WOOD | 1969-07-01 | 1969-07-01 | WCDXFER
0 | 0 | 0 | 0 | 2024-12-01 | BH Colorado Electric Oper Co | Regulated Electric (122) | X - DNU - RETIRED LINE | X - DNU - RETIRED LINE | 135500 | Crossarm Assemblies, Wood: 7914000000 | 9803333 | CROSSARM ASSEMBLIES, WOOD | 1956-07-01 | 1956-07-01 | WCDXFER
0 | 0 | 0 | 0 | 2024-12-01 | BH Colorado Electric Oper Co | Regulated Electric (122) | X - DNU - RETIRED LINE | X - DNU - RETIRED LINE | 135500 | Crossarm Assemblies, Wood: 7914000000 | 9802766 | CROSSARM ASSEMBLIES, WOOD | 1972-07-01 | 1972-07-01 | WCDXFER
0 | 0 | 0 | 0 | 2024-12-01 | BH Colorado Electric Oper Co | Regulated Electric (122) | X - DNU - RETIRED LINE | X - DNU - RETIRED LINE | 135500 | Crossarm Assemblies, Wood: 7914000000 | 9802765 | CROSSARM ASSEMBLIES, WOOD | 1968-07-01 | 1968-07-01 | WCDXFER
0 | 0 | 0 | 0 | 2024-12-01 | BH Colorado Electric Oper Co | Regulated Electric (122) | X - DNU - RETIRED LINE | X - DNU - RETIRED LINE | 135500 | Crossarm Assemblies, Wood: 7914000000 | 9802574 | CROSSARM ASSEMBLIES, WOOD | 1966-07-01 | 1966-07-01 | WCDXFER
0 | 0 | 0 | 0 | 2024-12-01 | BH Colorado Electric Oper Co | Regulated Electric (122) | X - DNU - RETIRED LINE | X - DNU - RETIRED LINE | 135500 | Crossarm Assemblies, Wood: 7914000000 | 9802736 | CROSSARM ASSEMBLIES, WOOD | 1963-07-01 | 1963-07-01 | WCDXFER
0 | 0 | 0 | 0 | 2024-12-01 | BH Colorado Electric Oper Co | Regulated Electric (122) | X - DNU - RETIRED LINE | X - DNU - RETIRED LINE | 135500 | Crossarm Assemblies, Wood: 7914000000 | 9802513 | CROSSARM ASSEMBLIES, WOOD | 1975-07-01 | 1975-07-01 | WCDXFER
0 | 0 | 0 | 0 | 2024-12-01 | BH Colorado Electric Oper Co | Regulated Electric (122) | X - DNU - RETIRED LINE | X - DNU - RETIRED LINE | 135500 | Crossarm Assemblies, Wood: 7914000000 | 9801912 | CROSSARM ASSEMBLIES, WOOD | 1974-07-01 | 1974-07-01 | WCDXFER
0 | 0 | 0 | 0 | 2024-12-01 | BH Colorado Electric Oper Co | Regulated Electric (122) | X - DNU - RETIRED LINE | X - DNU - RETIRED LINE | 135500 | Crossarm Assemblies, Wood: 7914000000 | 9801898 | CROSSARM ASSEMBLIES, WOOD | 1968-07-01 | 1968-07-01 | WCDXFER
0 | 0 | 0 | 0 | 2024-12-01 | BH Colorado Electric Oper Co | Regulated Electric (122) | X - DNU - RETIRED LINE | X - DNU - RETIRED LINE | 135500 | Crossarm Assemblies, Wood: 7914000000 | 9801907 | CROSSARM ASSEMBLIES, WOOD | 1958-07-01 | 1958-07-01 | WCDXFER
0 | 0 | 0 | 0 | 2024-12-01 | BH Colorado Electric Oper Co | Regulated Electric (122) | X - DNU - RETIRED LINE | X - DNU - RETIRED LINE | 135500 | Crossarm Assemblies, Wood: 7914000000 | 9801827 | CROSSARM ASSEMBLIES, WOOD | 1967-07-01 | 1967-07-01 | WCDXFER
0 | 0 | 0 | 0 | 2024-12-01 | BH Colorado Electric Oper Co | Regulated Electric (122) | X - DNU - RETIRED LINE | X - DNU - RETIRED LINE | 135500 | Crossarm Assemblies, Wood: 7914000000 | 9802446 | CROSSARM ASSEMBLIES, WOOD | 1948-07-01 | 1948-07-01 | WCDXFER
0 | 0 | 0 | 0 | 2024-12-01 | BH Colorado Electric Oper Co | Regulated Electric (122) | X - DNU - RETIRED LINE | X - DNU - RETIRED LINE | 135500 | Crossarm Assemblies, Wood: 7914000000 | 9802810 | CROSSARM ASSEMBLIES, WOOD | 1985-07-01 | 1985-07-01 | WCDXFER
0 | 0 | 0 | 0 | 2024-12-01 | BH Colorado Electric Oper Co | Regulated Electric (122) | X - DNU - RETIRED LINE | X - DNU - RETIRED LINE | 135500 | Crossarm Assemblies, Wood: 7914000000 | 9802675 | CROSSARM ASSEMBLIES, WOOD | 1975-07-01 | 1975-07-01 | WCDXFER
0 | 0 | 0 | 0 | 2024-12-01 | BH Colorado Electric Oper Co | Regulated Electric (122) | X - DNU - RETIRED LINE | X - DNU - RETIRED LINE | 135500 | Crossarm Assemblies, Wood: 7914000000 | 9802432 | CROSSARM ASSEMBLIES, WOOD | 1990-07-01 | 1990-07-01 | WCDXFER
0 | 0 | 0 | 0 | 2024-12-01 | BH Colorado Electric Oper Co | Regulated Electric (122) | X - DNU - RETIRED LINE | X - DNU - RETIRED LINE | 135500 | Crossarm Assemblies, Wood: 7914000000 | 9802430 | CROSSARM ASSEMBLIES, WOOD | 1976-07-01 | 1976-07-01 | WCDXFER
0 | 0 | 0 | 0 | 2024-12-01 | BH Colorado Electric Oper Co | Regulated Electric (122) | X - DNU - RETIRED LINE | X - DNU - RETIRED LINE | 135500 | Crossarm Assemblies, Wood: 7914000000 | 9802692 | CROSSARM ASSEMBLIES, WOOD | 1992-07-01 | 1992-07-01 | WCDXFER
0 | 0 | 0 | 0 | 2024-12-01 | BH Colorado Electric Oper Co | Regulated Electric (122) | X - DNU - RETIRED LINE | X - DNU - RETIRED LINE | 135500 | Crossarm Assemblies, Wood: 7914000000 | 9802425 | CROSSARM ASSEMBLIES, WOOD | 1960-07-01 | 1960-07-01 | WCDXFER
0 | 0 | 0 | 0 | 2024-12-01 | BH Colorado Electric Oper Co | Regulated Electric (122) | X - DNU - RETIRED LINE | X - DNU - RETIRED LINE | 135500 | Crossarm Assemblies, Wood: 7914000000 | 9802353 | CROSSARM ASSEMBLIES, WOOD | 1958-07-01 | 1958-07-01 | WCDXFER
0 | 0 | 0 | 0 | 2024-12-01 | BH Colorado Electric Oper Co | Regulated Electric (122) | X - DNU - RETIRED LINE | X - DNU - RETIRED LINE | 135500 | Crossarm Assemblies, Wood: 7914000000 | 9802725 | CROSSARM ASSEMBLIES, WOOD | 1965-07-01 | 1965-07-01 | WCDXFER
0 | 0 | 0 | 0 | 2024-12-01 | BH Colorado Electric Oper Co | Regulated Electric (122) | X - DNU - RETIRED LINE | X - DNU - RETIRED LINE | 135500 | Crossarm Assemblies, Wood: 7914000000 | 9801829 | CROSSARM ASSEMBLIES, WOOD | 1965-07-01 | 1965-07-01 | WCDXFER
0 | 0 | 0 | 0 | 2024-12-01 | BH Colorado Electric Oper Co | Regulated Electric (122) | X - DNU - RETIRED LINE | X - DNU - RETIRED LINE | 135500 | Crossarm Assemblies, Wood: 7914000000 | 9802608 | CROSSARM ASSEMBLIES, WOOD | 1967-07-01 | 1967-07-01 | WCDXFER
0 | 0 | 0 | 0 | 2024-12-01 | BH Colorado Electric Oper Co | Regulated Electric (122) | X - DNU - RETIRED LINE | X - DNU - RETIRED LINE | 135500 | Crossarm Assemblies, Wood: 7914000000 | 9802485 | CROSSARM ASSEMBLIES, WOOD | 1965-07-01 | 1965-07-01 | WCDXFER
0 | 0 | 0 | 0 | 2024-12-01 | BH Colorado Electric Oper Co | Regulated Electric (122) | X - DNU - RETIRED LINE | X - DNU - RETIRED LINE | 135500 | Crossarm Assemblies, Wood: 7914000000 | 9801934 | CROSSARM ASSEMBLIES, WOOD | 1965-07-01 | 1965-07-01 | WCDXFER
0 | 0 | 0 | 0 | 2024-12-01 | BH Colorado Electric Oper Co | Regulated Electric (122) | X - DNU - RETIRED LINE | X - DNU - RETIRED LINE | 135500 | Crossarm Assemblies, Wood: 7914000000 | 9802713 | CROSSARM ASSEMBLIES, WOOD | 1977-07-01 | 1977-07-01 | WCDXFER
0 | 0 | 0 | 0 | 2024-12-01 | BH Colorado Electric Oper Co | Regulated Electric (122) | X - DNU - RETIRED LINE | X - DNU - RETIRED LINE | 135500 | Crossarm Assemblies, Wood: 7914000000 | 9801900 | CROSSARM ASSEMBLIES, WOOD | 1967-07-01 | 1967-07-01 | WCDXFER
0 | 0 | 0 | 0 | 2024-12-01 | BH Colorado Electric Oper Co | Regulated Electric (122) | X - DNU - RETIRED LINE | X - DNU - RETIRED LINE | 135500 | Crossarm Assemblies, Wood: 7914000000 | 9801863 | CROSSARM ASSEMBLIES, WOOD | 1978-07-01 | 1978-07-01 | WCDXFER
0 | 0 | 0 | 0 | 2024-12-01 | BH Colorado Electric Oper Co | Regulated Electric (122) | X - DNU - RETIRED LINE | X - DNU - RETIRED LINE | 135500 | Crossarm Assemblies, Wood: 7914000000 | 9801833 | CROSSARM ASSEMBLIES, WOOD | 1965-07-01 | 1965-07-01 | WCDXFER
0 | 0 | 0 | 0 | 2024-12-01 | BH Colorado Electric Oper Co | Regulated Electric (122) | X - DNU - RETIRED LINE | X - DNU - RETIRED LINE | 135500 | Crossarm Assemblies, Wood: 7914000000 | 9802709 | CROSSARM ASSEMBLIES, WOOD | 1969-07-01 | 1969-07-01 | WCDXFER
0 | 0 | 0 | 0 | 2024-12-01 | BH Colorado Electric Oper Co | Regulated Electric (122) | X - DNU - RETIRED LINE | X - DNU - RETIRED LINE | 135500 | Crossarm Assemblies, Wood: 7914000000 | 9802621 | CROSSARM ASSEMBLIES, WOOD | 1973-07-01 | 1973-07-01 | WCDXFER
0 | 0 | 0 | 0 | 2024-12-01 | BH Colorado Electric Oper Co | Regulated Electric (122) | X - DNU - RETIRED LINE | X - DNU - RETIRED LINE | 135500 | Crossarm Assemblies, Wood: 7914000000 | 9802494 | CROSSARM ASSEMBLIES, WOOD | 1986-07-01 | 1986-07-01 | WCDXFER
0 | 0 | 0 | 0 | 2024-12-01 | BH Colorado Electric Oper Co | Regulated Electric (122) | X - DNU - RETIRED LINE | X - DNU - RETIRED LINE | 135500 | Crossarm Assemblies, Wood: 7914000000 | 9802381 | CROSSARM ASSEMBLIES, WOOD | 1962-07-01 | 1962-07-01 | WCDXFER
0 | 0 | 0 | 0 | 2024-12-01 | BH Colorado Electric Oper Co | Regulated Electric (122) | X - DNU - RETIRED LINE | X - DNU - RETIRED LINE | 135500 | Crossarm Assemblies, Wood: 7914000000 | 9802609 | CROSSARM ASSEMBLIES, WOOD | 1968-07-01 | 1968-07-01 | WCDXFER
0 | 0 | 0 | 0 | 2024-12-01 | BH Colorado Electric Oper Co | Regulated Electric (122) | X - DNU - RETIRED LINE | X - DNU - RETIRED LINE | 135500 | Crossarm Assemblies, Wood: 7914000000 | 9801899 | CROSSARM ASSEMBLIES, WOOD | 1966-07-01 | 1966-07-01 | WCDXFER
0 | 0 | 0 | 0 | 2024-12-01 | BH Colorado Electric Oper Co | Regulated Electric (122) | X - DNU - RETIRED LINE | X - DNU - RETIRED LINE | 135500 | Crossarm Assemblies, Wood: 7914000000 | 9802735 | CROSSARM ASSEMBLIES, WOOD | 1962-07-01 | 1962-07-01 | WCDXFER
0 | 0 | 0 | 0 | 2024-12-01 | BH Colorado Electric Oper Co | Regulated Electric (122) | X - DNU - RETIRED LINE | X - DNU - RETIRED LINE | 135500 | Crossarm Assemblies, Wood: 7914000000 | 9802734 | CROSSARM ASSEMBLIES, WOOD | 1961-07-01 | 1961-07-01 | WCDXFER
0 | 0 | 0 | 0 | 2024-12-01 | BH Colorado Electric Oper Co | Regulated Electric (122) | X - DNU - RETIRED LINE | X - DNU - RETIRED LINE | 135500 | Crossarm Assemblies, Wood: 7914000000 | 9802846 | CROSSARM ASSEMBLIES, WOOD | 1976-07-01 | 1976-07-01 | WCDXFER
0 | 0 | 0 | 0 | 2024-12-01 | BH Colorado Electric Oper Co | Regulated Electric (122) | X - DNU - RETIRED LINE | X - DNU - RETIRED LINE | 135500 | Crossarm Assemblies, Wood: 7914000000 | 9802511 | CROSSARM ASSEMBLIES, WOOD | 1968-07-01 | 1968-07-01 | WCDXFER
0 | 0 | 0 | 0 | 2024-12-01 | BH Colorado Electric Oper Co | Regulated Electric (122) | X - DNU - RETIRED LINE | X - DNU - RETIRED LINE | 135500 | Crossarm Assemblies, Wood: 7914000000 | 9801968 | CROSSARM ASSEMBLIES, WOOD | 1958-07-01 | 1958-07-01 | WCDXFER
0 | 0 | 0 | 0 | 2024-12-01 | BH Colorado Electric Oper Co | Regulated Electric (122) | X - DNU - RETIRED LINE | X - DNU - RETIRED LINE | 135500 | Crossarm Assemblies, Wood: 7914000000 | 9801964 | CROSSARM ASSEMBLIES, WOOD | 1947-07-01 | 1947-07-01 | WCDXFER
0 | 0 | 0 | 0 | 2024-12-01 | BH Colorado Electric Oper Co | Regulated Electric (122) | X - DNU - RETIRED LINE | X - DNU - RETIRED LINE | 135500 | Crossarm Assemblies, Wood: 7914000000 | 9801910 | CROSSARM ASSEMBLIES, WOOD | 1961-07-01 | 1961-07-01 | WCDXFER
0 | 0 | 0 | 0 | 2024-12-01 | BH Colorado Electric Oper Co | Regulated Electric (122) | X - DNU - RETIRED LINE | X - DNU - RETIRED LINE | 135500 | Crossarm Assemblies, Wood: 7914000000 | 9801938 | CROSSARM ASSEMBLIES, WOOD | 1968-07-01 | 1968-07-01 | WCDXFER
0 | 0 | 0 | 0 | 2024-12-01 | BH Colorado Electric Oper Co | Regulated Electric (122) | X - DNU - RETIRED LINE | X - DNU - RETIRED LINE | 135500 | Crossarm Assemblies, Wood: 7914000000 | 9802809 | CROSSARM ASSEMBLIES, WOOD | 1980-07-01 | 1980-07-01 | WCDXFER
0 | 0 | 0 | 0 | 2024-12-01 | BH Colorado Electric Oper Co | Regulated Electric (122) | X - DNU - RETIRED LINE | X - DNU - RETIRED LINE | 135500 | Crossarm Assemblies, Wood: 7914000000 | 9802573 | CROSSARM ASSEMBLIES, WOOD | 1960-07-01 | 1960-07-01 | WCDXFER
0 | 0 | 0 | 0 | 2024-12-01 | BH Colorado Electric Oper Co | Regulated Electric (122) | X - DNU - RETIRED LINE | X - DNU - RETIRED LINE | 135500 | Crossarm Assemblies, Wood: 7914000000 | 9802371 | CROSSARM ASSEMBLIES, WOOD | 1967-07-01 | 1967-07-01 | WCDXFER
0 | 0 | 0 | 0 | 2024-12-01 | BH Colorado Electric Oper Co | Regulated Electric (122) | X - DNU - RETIRED LINE | X - DNU - RETIRED LINE | 135500 | Crossarm Assemblies, Wood: 7914000000 | 9802350 | CROSSARM ASSEMBLIES, WOOD | 1958-07-01 | 1958-07-01 | WCDXFER
0 | 0 | 0 | 0 | 2024-12-01 | BH Colorado Electric Oper Co | Regulated Electric (122) | X - DNU - RETIRED LINE | X - DNU - RETIRED LINE | 135500 | Crossarm Assemblies, Wood: 7914000000 | 9802778 | CROSSARM ASSEMBLIES, WOOD | 1967-07-01 | 1967-07-01 | WCDXFER
0 | 0 | 0 | 0 | 2024-12-01 | BH Colorado Electric Oper Co | Regulated Electric (122) | X - DNU - RETIRED LINE | X - DNU - RETIRED LINE | 135500 | Crossarm Assemblies, Wood: 7914000000 | 9802777 | CROSSARM ASSEMBLIES, WOOD | 1965-07-01 | 1965-07-01 | WCDXFER
0 | 0 | 0 | 0 | 2024-12-01 | BH Colorado Electric Oper Co | Regulated Electric (122) | X - DNU - RETIRED LINE | X - DNU - RETIRED LINE | 135500 | Crossarm Assemblies, Wood: 7914000000 | 9801871 | CROSSARM ASSEMBLIES, WOOD | 1973-07-01 | 1973-07-01 | WCDXFER
0 | 0 | 0 | 0 | 2024-12-01 | BH Colorado Electric Oper Co | Regulated Electric (122) | X - DNU - RETIRED LINE | X - DNU - RETIRED LINE | 135500 | Crossarm Assemblies, Wood: 7914000000 | 9802691 | CROSSARM ASSEMBLIES, WOOD | 1986-07-01 | 1986-07-01 | WCDXFER
0 | 0 | 0 | 0 | 2024-12-01 | BH Colorado Electric Oper Co | Regulated Electric (122) | X - DNU - RETIRED LINE | X - DNU - RETIRED LINE | 135500 | Crossarm Assemblies, Wood: 7914000000 | 9801905 | CROSSARM ASSEMBLIES, WOOD | 1992-07-01 | 1992-07-01 | WCDXFER
0 | 0 | 0 | 0 | 2024-12-01 | BH Colorado Electric Oper Co | Regulated Electric (122) | X - DNU - RETIRED LINE | X - DNU - RETIRED LINE | 135500 | Crossarm Assemblies, Wood: 7914000000 | 9802450 | CROSSARM ASSEMBLIES, WOOD | 1973-07-01 | 1973-07-01 | WCDXFER
0 | 0 | 0 | 0 | 2024-12-01 | BH Colorado Electric Oper Co | Regulated Electric (122) | X - DNU - RETIRED LINE | X - DNU - RETIRED LINE | 135500 | Crossarm Assemblies, Wood: 7914000000 | 9802611 | CROSSARM ASSEMBLIES, WOOD | 1983-07-01 | 1983-07-01 | WCDXFER
0 | 0 | 0 | 0 | 2024-12-01 | BH Colorado Electric Oper Co | Regulated Electric (122) | X - DNU - RETIRED LINE | X - DNU - RETIRED LINE | 135500 | Crossarm Assemblies, Wood: 7914000000 | 9802581 | CROSSARM ASSEMBLIES, WOOD | 1988-07-01 | 1988-07-01 | WCDXFER
0 | 0 | 0 | 0 | 2024-12-01 | BH Colorado Electric Oper Co | Regulated Electric (122) | X - DNU - RETIRED LINE | X - DNU - RETIRED LINE | 135500 | Crossarm Assemblies, Wood: 7914000000 | 9802832 | CROSSARM ASSEMBLIES, WOOD | 1992-07-01 | 1992-07-01 | WCDXFER
0 | 0 | 0 | 0 | 2024-12-01 | BH Colorado Electric Oper Co | Regulated Electric (122) | X - DNU - RETIRED LINE | X - DNU - RETIRED LINE | 135500 | Crossarm Assemblies, Wood: 7914000000 | 9803335 | CROSSARM ASSEMBLIES, WOOD | 1977-07-01 | 1977-07-01 | WCDXFER
0 | 0 | 0 | 0 | 2024-12-01 | BH Colorado Electric Oper Co | Regulated Electric (122) | X - DNU - RETIRED LINE | X - DNU - RETIRED LINE | 135500 | Crossarm Assemblies, Wood: 7914000000 | 9802580 | CROSSARM ASSEMBLIES, WOOD | 1977-07-01 | 1977-07-01 | WCDXFER
0 | 0 | 0 | 0 | 2024-12-01 | BH Colorado Electric Oper Co | Regulated Electric (122) | X - DNU - RETIRED LINE | X - DNU - RETIRED LINE | 135500 | Crossarm Assemblies, Wood: 7914000000 | 9802741 | CROSSARM ASSEMBLIES, WOOD | 1954-07-01 | 1954-07-01 | WCDXFER
0 | 0 | 0 | 0 | 2024-12-01 | BH Colorado Electric Oper Co | Regulated Electric (122) | X - DNU - RETIRED LINE | X - DNU - RETIRED LINE | 135500 | Crossarm Assemblies, Wood: 7914000000 | 9802710 | CROSSARM ASSEMBLIES, WOOD | 1972-07-01 | 1972-07-01 | WCDXFER
0 | 0 | 0 | 0 | 2024-12-01 | BH Colorado Electric Oper Co | Regulated Electric (122) | X - DNU - RETIRED LINE | X - DNU - RETIRED LINE | 135500 | Crossarm Assemblies, Wood: 7914000000 | 9802654 | CROSSARM ASSEMBLIES, WOOD | 1954-07-01 | 1954-07-01 | WCDXFER
0 | 0 | 0 | 0 | 2024-12-01 | BH Colorado Electric Oper Co | Regulated Electric (122) | X - DNU - RETIRED LINE | X - DNU - RETIRED LINE | 135500 | Crossarm Assemblies, Wood: 7914000000 | 9802624 | CROSSARM ASSEMBLIES, WOOD | 1980-07-01 | 1980-07-01 | WCDXFER
0 | 0 | 0 | 0 | 2024-12-01 | BH Colorado Electric Oper Co | Regulated Electric (122) | X - DNU - RETIRED LINE | X - DNU - RETIRED LINE | 135500 | Crossarm Assemblies, Wood: 7914000000 | 9802620 | CROSSARM ASSEMBLIES, WOOD | 1965-07-01 | 1965-07-01 | WCDXFER
0 | 0 | 0 | 0 | 2024-12-01 | BH Colorado Electric Oper Co | Regulated Electric (122) | X - DNU - RETIRED LINE | X - DNU - RETIRED LINE | 135500 | Crossarm Assemblies, Wood: 7914000000 | 9802528 | CROSSARM ASSEMBLIES, WOOD | 1979-07-01 | 1979-07-01 | WCDXFER
0 | 0 | 0 | 0 | 2024-12-01 | BH Colorado Electric Oper Co | Regulated Electric (122) | X - DNU - RETIRED LINE | X - DNU - RETIRED LINE | 135500 | Crossarm Assemblies, Wood: 7914000000 | 9802526 | CROSSARM ASSEMBLIES, WOOD | 1971-07-01 | 1971-07-01 | WCDXFER
0 | 0 | 0 | 0 | 2024-12-01 | BH Colorado Electric Oper Co | Regulated Electric (122) | X - DNU - RETIRED LINE | X - DNU - RETIRED LINE | 135500 | Crossarm Assemblies, Wood: 7914000000 | 9802648 | CROSSARM ASSEMBLIES, WOOD | 1977-07-01 | 1977-07-01 | WCDXFER
0 | 0 | 0 | 0 | 2024-12-01 | BH Colorado Electric Oper Co | Regulated Electric (122) | X - DNU - RETIRED LINE | X - DNU - RETIRED LINE | 135500 | Crossarm Assemblies, Wood: 7914000000 | 9802522 | CROSSARM ASSEMBLIES, WOOD | 1964-07-01 | 1964-07-01 | WCDXFER
0 | 0 | 0 | 0 | 2024-12-01 | BH Colorado Electric Oper Co | Regulated Electric (122) | X - DNU - RETIRED LINE | X - DNU - RETIRED LINE | 135500 | Crossarm Assemblies, Wood: 7914000000 | 9802566 | CROSSARM ASSEMBLIES, WOOD | 1977-07-01 | 1977-07-01 | WCDXFER
0 | 0 | 0 | 0 | 2024-12-01 | BH Colorado Electric Oper Co | Regulated Electric (122) | X - DNU - RETIRED LINE | X - DNU - RETIRED LINE | 135500 | Crossarm Assemblies, Wood: 7914000000 | 9802398 | CROSSARM ASSEMBLIES, WOOD | 1986-07-01 | 1986-07-01 | WCDXFER
0 | 0 | 0 | 0 | 2024-12-01 | BH Colorado Electric Oper Co | Regulated Electric (122) | X - DNU - RETIRED LINE | X - DNU - RETIRED LINE | 135500 | Crossarm, Wood: 2451000000 | 12233597 | Crossarm, Wood | 2009-07-30 | 2009-01-01 | 10011185
0 | 0 | 0 | 0 | 2024-12-01 | BH Colorado Electric Oper Co | Regulated Electric (122) | X - DNU - RETIRED LINE | X - DNU - RETIRED LINE | 135500 | Estimated Additions: 0010000000 | 9806528 | Inv-Rebld Belmont to Blende Ln | 2001-02-15 | 2001-04-01 | 10009471
0 | 0 | 0 | 0 | 2024-12-01 | BH Colorado Electric Oper Co | Regulated Electric (122) | X - DNU - RETIRED LINE | X - DNU - RETIRED LINE | 135500 | Estimated Additions: 0010000000 | 9806915 | Inv-Rebld Belmont to Blende Ln | 2001-02-15 | 2001-05-01 | 10009471
0 | 0 | 0 | 0 | 2024-12-01 | BH Colorado Electric Oper Co | Regulated Electric (122) | X - DNU - RETIRED LINE | X - DNU - RETIRED LINE | 135500 | Guys: 4060000000 | 9807821 | GUYS | 2001-02-15 | 2001-01-01 | 10009471
0 | 0 | 0 | 0 | 2024-12-01 | BH Colorado Electric Oper Co | Regulated Electric (122) | X - DNU - RETIRED LINE | X - DNU - RETIRED LINE | 135500 | Pole, Wood: 7911000000 | 9803186 | POLE, WOOD | 1977-07-01 | 1977-07-01 | WCDXFER
0 | 0 | 0 | 0 | 2024-12-01 | BH Colorado Electric Oper Co | Regulated Electric (122) | X - DNU - RETIRED LINE | X - DNU - RETIRED LINE | 135500 | Pole, Wood: 7911000000 | 9803180 | POLE, WOOD | 1961-07-01 | 1961-07-01 | WCDXFER
0 | 0 | 0 | 0 | 2024-12-01 | BH Colorado Electric Oper Co | Regulated Electric (122) | X - DNU - RETIRED LINE | X - DNU - RETIRED LINE | 135500 | Pole, Wood: 7911000000 | 9803086 | POLE, WOOD | 1968-07-01 | 1968-07-01 | WCDXFER
0 | 0 | 0 | 0 | 2024-12-01 | BH Colorado Electric Oper Co | Regulated Electric (122) | X - DNU - RETIRED LINE | X - DNU - RETIRED LINE | 135500 | Pole, Wood: 7911000000 | 9802246 | POLE, WOOD | 1967-07-01 | 1967-07-01 | WCDXFER
0 | 0 | 0 | 0 | 2024-12-01 | BH Colorado Electric Oper Co | Regulated Electric (122) | X - DNU - RETIRED LINE | X - DNU - RETIRED LINE | 135500 | Pole, Wood: 7911000000 | 9802244 | POLE, WOOD | 1961-07-01 | 1961-07-01 | WCDXFER
0 | 0 | 0 | 0 | 2024-12-01 | BH Colorado Electric Oper Co | Regulated Electric (122) | X - DNU - RETIRED LINE | X - DNU - RETIRED LINE | 135500 | Pole, Wood: 7911000000 | 9802242 | POLE, WOOD | 1959-07-01 | 1959-07-01 | WCDXFER
0 | 0 | 0 | 0 | 2024-12-01 | BH Colorado Electric Oper Co | Regulated Electric (122) | X - DNU - RETIRED LINE | X - DNU - RETIRED LINE | 135500 | Pole, Wood: 7911000000 | 9802241 | POLE, WOOD | 1958-07-01 | 1958-07-01 | WCDXFER
0 | 0 | 0 | 0 | 2024-12-01 | BH Colorado Electric Oper Co | Regulated Electric (122) | X - DNU - RETIRED LINE | X - DNU - RETIRED LINE | 135500 | Pole, Wood: 7911000000 | 9802892 | POLE, WOOD | 1958-07-01 | 1958-07-01 | WCDXFER
0 | 0 | 0 | 0 | 2024-12-01 | BH Colorado Electric Oper Co | Regulated Electric (122) | X - DNU - RETIRED LINE | X - DNU - RETIRED LINE | 135500 | Pole, Wood: 7911000000 | 9807819 | POLE, WOOD | 2001-02-15 | 2001-01-01 | 10009471
0 | 0 | 0 | 0 | 2024-12-01 | BH Colorado Electric Oper Co | Regulated Electric (122) | X - DNU - RETIRED LINE | X - DNU - RETIRED LINE | 135500 | Pole, Wood: 7911000000 | 9803310 | POLE, WOOD | 1978-07-01 | 1978-07-01 | WCDXFER
0 | 0 | 0 | 0 | 2024-12-01 | BH Colorado Electric Oper Co | Regulated Electric (122) | X - DNU - RETIRED LINE | X - DNU - RETIRED LINE | 135500 | Pole, Wood: 7911000000 | 9803028 | POLE, WOOD | 1977-07-01 | 1977-07-01 | WCDXFER
0 | 0 | 0 | 0 | 2024-12-01 | BH Colorado Electric Oper Co | Regulated Electric (122) | X - DNU - RETIRED LINE | X - DNU - RETIRED LINE | 135500 | Pole, Wood: 7911000000 | 9803025 | POLE, WOOD | 1966-07-01 | 1966-07-01 | WCDXFER
0 | 0 | 0 | 0 | 2024-12-01 | BH Colorado Electric Oper Co | Regulated Electric (122) | X - DNU - RETIRED LINE | X - DNU - RETIRED LINE | 135500 | Pole, Wood: 7911000000 | 9802226 | POLE, WOOD | 1979-07-01 | 1979-07-01 | WCDXFER
0 | 0 | 0 | 0 | 2024-12-01 | BH Colorado Electric Oper Co | Regulated Electric (122) | X - DNU - RETIRED LINE | X - DNU - RETIRED LINE | 135500 | Pole, Wood: 7911000000 | 9802143 | POLE, WOOD | 1967-07-01 | 1967-07-01 | WCDXFER
0 | 0 | 0 | 0 | 2024-12-01 | BH Colorado Electric Oper Co | Regulated Electric (122) | X - DNU - RETIRED LINE | X - DNU - RETIRED LINE | 135500 | Pole, Wood: 7911000000 | 9803084 | POLE, WOOD | 1963-07-01 | 1963-07-01 | WCDXFER
0 | 0 | 0 | 0 | 2024-12-01 | BH Colorado Electric Oper Co | Regulated Electric (122) | X - DNU - RETIRED LINE | X - DNU - RETIRED LINE | 135500 | Pole, Wood: 7911000000 | 9803193 | POLE, WOOD | 1963-07-01 | 1963-07-01 | WCDXFER
0 | 0 | 0 | 0 | 2024-12-01 | BH Colorado Electric Oper Co | Regulated Electric (122) | X - DNU - RETIRED LINE | X - DNU - RETIRED LINE | 135500 | Pole, Wood: 7911000000 | 9803065 | POLE, WOOD | 1971-07-01 | 1971-07-01 | WCDXFER
0 | 0 | 0 | 0 | 2024-12-01 | BH Colorado Electric Oper Co | Regulated Electric (122) | X - DNU - RETIRED LINE | X - DNU - RETIRED LINE | 135500 | Pole, Wood: 7911000000 | 9803057 | POLE, WOOD | 1937-07-01 | 1937-07-01 | WCDXFER
0 | 0 | 0 | 0 | 2024-12-01 | BH Colorado Electric Oper Co | Regulated Electric (122) | X - DNU - RETIRED LINE | X - DNU - RETIRED LINE | 135500 | Pole, Wood: 7911000000 | 9802179 | POLE, WOOD | 1937-07-01 | 1937-07-01 | WCDXFER
0 | 0 | 0 | 0 | 2024-12-01 | BH Colorado Electric Oper Co | Regulated Electric (122) | X - DNU - RETIRED LINE | X - DNU - RETIRED LINE | 135500 | Pole, Wood: 7911000000 | 9804932 | POLE, WOOD | 1977-07-01 | 1977-07-01 | WCDXFER
0 | 0 | 0 | 0 | 2024-12-01 | BH Colorado Electric Oper Co | Regulated Electric (122) | X - DNU - RETIRED LINE | X - DNU - RETIRED LINE | 135500 | Pole, Wood: 7911000000 | 9802276 | POLE, WOOD | 1957-07-01 | 1957-07-01 | WCDXFER
0 | 0 | 0 | 0 | 2024-12-01 | BH Colorado Electric Oper Co | Regulated Electric (122) | X - DNU - RETIRED LINE | X - DNU - RETIRED LINE | 135500 | Pole, Wood: 7911000000 | 9802275 | POLE, WOOD | 1956-07-01 | 1956-07-01 | WCDXFER
0 | 0 | 0 | 0 | 2024-12-01 | BH Colorado Electric Oper Co | Regulated Electric (122) | X - DNU - RETIRED LINE | X - DNU - RETIRED LINE | 135500 | Pole, Wood: 7911000000 | 9802165 | POLE, WOOD | 1936-07-01 | 1936-07-01 | WCDXFER
0 | 0 | 0 | 0 | 2024-12-01 | BH Colorado Electric Oper Co | Regulated Electric (122) | X - DNU - RETIRED LINE | X - DNU - RETIRED LINE | 135500 | Pole, Wood: 7911000000 | 9803354 | POLE, WOOD | 1980-07-01 | 1980-07-01 | WCDXFER
0 | 0 | 0 | 0 | 2024-12-01 | BH Colorado Electric Oper Co | Regulated Electric (122) | X - DNU - RETIRED LINE | X - DNU - RETIRED LINE | 135500 | Pole, Wood: 7911000000 | 9803214 | POLE, WOOD | 1977-07-01 | 1977-07-01 | WCDXFER
0 | 0 | 0 | 0 | 2024-12-01 | BH Colorado Electric Oper Co | Regulated Electric (122) | X - DNU - RETIRED LINE | X - DNU - RETIRED LINE | 135500 | Pole, Wood: 7911000000 | 9803113 | POLE, WOOD | 1967-07-01 | 1967-07-01 | WCDXFER
0 | 0 | 0 | 0 | 2024-12-01 | BH Colorado Electric Oper Co | Regulated Electric (122) | X - DNU - RETIRED LINE | X - DNU - RETIRED LINE | 135500 | Pole, Wood: 7911000000 | 9802911 | POLE, WOOD | 1969-07-01 | 1969-07-01 | WCDXFER
0 | 0 | 0 | 0 | 2024-12-01 | BH Colorado Electric Oper Co | Regulated Electric (122) | X - DNU - RETIRED LINE | X - DNU - RETIRED LINE | 135500 | Pole, Wood: 7911000000 | 9803309 | POLE, WOOD | 1967-07-01 | 1967-07-01 | WCDXFER
0 | 0 | 0 | 0 | 2024-12-01 | BH Colorado Electric Oper Co | Regulated Electric (122) | X - DNU - RETIRED LINE | X - DNU - RETIRED LINE | 135500 | Pole, Wood: 7911000000 | 9803308 | POLE, WOOD | 1965-07-01 | 1965-07-01 | WCDXFER
0 | 0 | 0 | 0 | 2024-12-01 | BH Colorado Electric Oper Co | Regulated Electric (122) | X - DNU - RETIRED LINE | X - DNU - RETIRED LINE | 135500 | Pole, Wood: 7911000000 | 9803265 | POLE, WOOD | 1986-07-01 | 1986-07-01 | WCDXFER
0 | 0 | 0 | 0 | 2024-12-01 | BH Colorado Electric Oper Co | Regulated Electric (122) | X - DNU - RETIRED LINE | X - DNU - RETIRED LINE | 135500 | Pole, Wood: 7911000000 | 9803024 | POLE, WOOD | 1965-07-01 | 1965-07-01 | WCDXFER
0 | 0 | 0 | 0 | 2024-12-01 | BH Colorado Electric Oper Co | Regulated Electric (122) | X - DNU - RETIRED LINE | X - DNU - RETIRED LINE | 135500 | Pole, Wood: 7911000000 | 9802182 | POLE, WOOD | 1992-07-01 | 1992-07-01 | WCDXFER
0 | 0 | 0 | 0 | 2024-12-01 | BH Colorado Electric Oper Co | Regulated Electric (122) | X - DNU - RETIRED LINE | X - DNU - RETIRED LINE | 135500 | Pole, Wood: 7911000000 | 9802140 | POLE, WOOD | 1965-07-01 | 1965-07-01 | WCDXFER
0 | 0 | 0 | 0 | 2024-12-01 | BH Colorado Electric Oper Co | Regulated Electric (122) | X - DNU - RETIRED LINE | X - DNU - RETIRED LINE | 135500 | Pole, Wood: 7911000000 | 9802216 | POLE, WOOD | 1958-07-01 | 1958-07-01 | WCDXFER
0 | 0 | 0 | 0 | 2024-12-01 | BH Colorado Electric Oper Co | Regulated Electric (122) | X - DNU - RETIRED LINE | X - DNU - RETIRED LINE | 135500 | Pole, Wood: 7911000000 | 9803283 | POLE, WOOD | 1969-07-01 | 1969-07-01 | WCDXFER
0 | 0 | 0 | 0 | 2024-12-01 | BH Colorado Electric Oper Co | Regulated Electric (122) | X - DNU - RETIRED LINE | X - DNU - RETIRED LINE | 135500 | Pole, Wood: 7911000000 | 9803389 | POLE, WOOD | 1958-07-01 | 1958-07-01 | WCDXFER
0 | 0 | 0 | 0 | 2024-12-01 | BH Colorado Electric Oper Co | Regulated Electric (122) | X - DNU - RETIRED LINE | X - DNU - RETIRED LINE | 135500 | Pole, Wood: 7911000000 | 9803284 | POLE, WOOD | 1972-07-01 | 1972-07-01 | WCDXFER
0 | 0 | 0 | 0 | 2024-12-01 | BH Colorado Electric Oper Co | Regulated Electric (122) | X - DNU - RETIRED LINE | X - DNU - RETIRED LINE | 135500 | Pole, Wood: 7911000000 | 9803249 | POLE, WOOD | 1973-07-01 | 1973-07-01 | WCDXFER
0 | 0 | 0 | 0 | 2024-12-01 | BH Colorado Electric Oper Co | Regulated Electric (122) | X - DNU - RETIRED LINE | X - DNU - RETIRED LINE | 135500 | Pole, Wood: 7911000000 | 9803160 | POLE, WOOD | 1976-07-01 | 1976-07-01 | WCDXFER
0 | 0 | 0 | 0 | 2024-12-01 | BH Colorado Electric Oper Co | Regulated Electric (122) | X - DNU - RETIRED LINE | X - DNU - RETIRED LINE | 135500 | Pole, Wood: 7911000000 | 9803263 | POLE, WOOD | 1965-07-01 | 1965-07-01 | WCDXFER
0 | 0 | 0 | 0 | 2024-12-01 | BH Colorado Electric Oper Co | Regulated Electric (122) | X - DNU - RETIRED LINE | X - DNU - RETIRED LINE | 135500 | Pole, Wood: 7911000000 | 9803026 | POLE, WOOD | 1967-07-01 | 1967-07-01 | WCDXFER
0 | 0 | 0 | 0 | 2024-12-01 | BH Colorado Electric Oper Co | Regulated Electric (122) | X - DNU - RETIRED LINE | X - DNU - RETIRED LINE | 135500 | Pole, Wood: 7911000000 | 9804923 | POLE, WOOD | 1977-07-01 | 1977-07-01 | WCDXFER
0 | 0 | 0 | 0 | 2024-12-01 | BH Colorado Electric Oper Co | Regulated Electric (122) | X - DNU - RETIRED LINE | X - DNU - RETIRED LINE | 135500 | Pole, Wood: 7911000000 | 9803140 | POLE, WOOD | 1977-07-01 | 1977-07-01 | WCDXFER
0 | 0 | 0 | 0 | 2024-12-01 | BH Colorado Electric Oper Co | Regulated Electric (122) | X - DNU - RETIRED LINE | X - DNU - RETIRED LINE | 135500 | Pole, Wood: 7911000000 | 9802257 | POLE, WOOD | 1965-07-01 | 1965-07-01 | WCDXFER
0 | 0 | 0 | 0 | 2024-12-01 | BH Colorado Electric Oper Co | Regulated Electric (122) | X - DNU - RETIRED LINE | X - DNU - RETIRED LINE | 135500 | Pole, Wood: 7911000000 | 9803185 | POLE, WOOD | 1974-07-01 | 1974-07-01 | WCDXFER
0 | 0 | 0 | 0 | 2024-12-01 | BH Colorado Electric Oper Co | Regulated Electric (122) | X - DNU - RETIRED LINE | X - DNU - RETIRED LINE | 135500 | Pole, Wood: 7911000000 | 9803181 | POLE, WOOD | 1962-07-01 | 1962-07-01 | WCDXFER
0 | 0 | 0 | 0 | 2024-12-01 | BH Colorado Electric Oper Co | Regulated Electric (122) | X - DNU - RETIRED LINE | X - DNU - RETIRED LINE | 135500 | Pole, Wood: 7911000000 | 9802250 | POLE, WOOD | 1977-07-01 | 1977-07-01 | WCDXFER
0 | 0 | 0 | 0 | 2024-12-01 | BH Colorado Electric Oper Co | Regulated Electric (122) | X - DNU - RETIRED LINE | X - DNU - RETIRED LINE | 135500 | Pole, Wood: 7911000000 | 9802243 | POLE, WOOD | 1960-07-01 | 1960-07-01 | WCDXFER
0 | 0 | 0 | 0 | 2024-12-01 | BH Colorado Electric Oper Co | Regulated Electric (122) | X - DNU - RETIRED LINE | X - DNU - RETIRED LINE | 135500 | Pole, Wood: 7911000000 | 9802272 | POLE, WOOD | 1936-07-01 | 1936-07-01 | WCDXFER
0 | 0 | 0 | 0 | 2024-12-01 | BH Colorado Electric Oper Co | Regulated Electric (122) | X - DNU - RETIRED LINE | X - DNU - RETIRED LINE | 135500 | Pole, Wood: 7911000000 | 9802224 | POLE, WOOD | 1968-07-01 | 1968-07-01 | WCDXFER
0 | 0 | 0 | 0 | 2024-12-01 | BH Colorado Electric Oper Co | Regulated Electric (122) | X - DNU - RETIRED LINE | X - DNU - RETIRED LINE | 135500 | Pole, Wood: 7911000000 | 9803285 | POLE, WOOD | 1978-07-01 | 1978-07-01 | WCDXFER
0 | 0 | 0 | 0 | 2024-12-01 | BH Colorado Electric Oper Co | Regulated Electric (122) | X - DNU - RETIRED LINE | X - DNU - RETIRED LINE | 135500 | Pole, Wood: 7911000000 | 9803215 | POLE, WOOD | 1978-07-01 | 1978-07-01 | WCDXFER
0 | 0 | 0 | 0 | 2024-12-01 | BH Colorado Electric Oper Co | Regulated Electric (122) | X - DNU - RETIRED LINE | X - DNU - RETIRED LINE | 135500 | Pole, Wood: 7911000000 | 9802970 | POLE, WOOD | 1977-07-01 | 1977-07-01 | WCDXFER
0 | 0 | 0 | 0 | 2024-12-01 | BH Colorado Electric Oper Co | Regulated Electric (122) | X - DNU - RETIRED LINE | X - DNU - RETIRED LINE | 135500 | Pole, Wood: 7911000000 | 9802910 | POLE, WOOD | 1967-07-01 | 1967-07-01 | WCDXFER
0 | 0 | 0 | 0 | 2024-12-01 | BH Colorado Electric Oper Co | Regulated Electric (122) | X - DNU - RETIRED LINE | X - DNU - RETIRED LINE | 135500 | Pole, Wood: 7911000000 | 9803365 | POLE, WOOD | 1968-07-01 | 1968-07-01 | WCDXFER
0 | 0 | 0 | 0 | 2024-12-01 | BH Colorado Electric Oper Co | Regulated Electric (122) | X - DNU - RETIRED LINE | X - DNU - RETIRED LINE | 135500 | Pole, Wood: 7911000000 | 9803266 | POLE, WOOD | 1992-07-01 | 1992-07-01 | WCDXFER
0 | 0 | 0 | 0 | 2024-12-01 | BH Colorado Electric Oper Co | Regulated Electric (122) | X - DNU - RETIRED LINE | X - DNU - RETIRED LINE | 135500 | Pole, Wood: 7911000000 | 9803149 | POLE, WOOD | 1983-07-01 | 1983-07-01 | WCDXFER
0 | 0 | 0 | 0 | 2024-12-01 | BH Colorado Electric Oper Co | Regulated Electric (122) | X - DNU - RETIRED LINE | X - DNU - RETIRED LINE | 135500 | Pole, Wood: 7911000000 | 9803027 | POLE, WOOD | 1968-07-01 | 1968-07-01 | WCDXFER
0 | 0 | 0 | 0 | 2024-12-01 | BH Colorado Electric Oper Co | Regulated Electric (122) | X - DNU - RETIRED LINE | X - DNU - RETIRED LINE | 135500 | Pole, Wood: 7911000000 | 9802227 | POLE, WOOD | 1989-07-01 | 1989-07-01 | WCDXFER
0 | 0 | 0 | 0 | 2024-12-01 | BH Colorado Electric Oper Co | Regulated Electric (122) | X - DNU - RETIRED LINE | X - DNU - RETIRED LINE | 135500 | Pole, Wood: 7911000000 | 9802190 | POLE, WOOD | 1966-07-01 | 1966-07-01 | WCDXFER
0 | 0 | 0 | 0 | 2024-12-01 | BH Colorado Electric Oper Co | Regulated Electric (122) | X - DNU - RETIRED LINE | X - DNU - RETIRED LINE | 135500 | Pole, Wood: 7911000000 | 9802189 | POLE, WOOD | 1965-07-01 | 1965-07-01 | WCDXFER
0 | 0 | 0 | 0 | 2024-12-01 | BH Colorado Electric Oper Co | Regulated Electric (122) | X - DNU - RETIRED LINE | X - DNU - RETIRED LINE | 135500 | Pole, Wood: 7911000000 | 9803279 | POLE, WOOD | 1954-07-01 | 1954-07-01 | WCDXFER
0 | 0 | 0 | 0 | 2024-12-01 | BH Colorado Electric Oper Co | Regulated Electric (122) | X - DNU - RETIRED LINE | X - DNU - RETIRED LINE | 135500 | Pole, Wood: 7911000000 | 9803408 | POLE, WOOD | 1976-07-01 | 1976-07-01 | WCDXFER
0 | 0 | 0 | 0 | 2024-12-01 | BH Colorado Electric Oper Co | Regulated Electric (122) | X - DNU - RETIRED LINE | X - DNU - RETIRED LINE | 135500 | Pole, Wood: 7911000000 | 9803280 | POLE, WOOD | 1960-07-01 | 1960-07-01 | WCDXFER
0 | 0 | 0 | 0 | 2024-12-01 | BH Colorado Electric Oper Co | Regulated Electric (122) | X - DNU - RETIRED LINE | X - DNU - RETIRED LINE | 135500 | Pole, Wood: 7911000000 | 9803251 | POLE, WOOD | 1977-07-01 | 1977-07-01 | WCDXFER
0 | 0 | 0 | 0 | 2024-12-01 | BH Colorado Electric Oper Co | Regulated Electric (122) | X - DNU - RETIRED LINE | X - DNU - RETIRED LINE | 135500 | Pole, Wood: 7911000000 | 9803064 | POLE, WOOD | 1967-07-01 | 1967-07-01 | WCDXFER
0 | 0 | 0 | 0 | 2024-12-01 | BH Colorado Electric Oper Co | Regulated Electric (122) | X - DNU - RETIRED LINE | X - DNU - RETIRED LINE | 135500 | Pole, Wood: 7911000000 | 9803061 | POLE, WOOD | 1964-07-01 | 1964-07-01 | WCDXFER
0 | 0 | 0 | 0 | 2024-12-01 | BH Colorado Electric Oper Co | Regulated Electric (122) | X - DNU - RETIRED LINE | X - DNU - RETIRED LINE | 135500 | Pole, Wood: 7911000000 | 9802138 | POLE, WOOD | 1965-07-01 | 1965-07-01 | WCDXFER
0 | 0 | 0 | 0 | 2024-12-01 | BH Colorado Electric Oper Co | Regulated Electric (122) | X - DNU - RETIRED LINE | X - DNU - RETIRED LINE | 135500 | Pole, Wood: 7911000000 | 9802200 | POLE, WOOD | 1977-07-01 | 1977-07-01 | WCDXFER
0 | 0 | 0 | 0 | 2024-12-01 | BH Colorado Electric Oper Co | Regulated Electric (122) | X - DNU - RETIRED LINE | X - DNU - RETIRED LINE | 135500 | Pole, Wood: 7911000000 | 9802986 | POLE, WOOD | 1958-07-01 | 1958-07-01 | WCDXFER
0 | 0 | 0 | 0 | 2024-12-01 | BH Colorado Electric Oper Co | Regulated Electric (122) | X - DNU - RETIRED LINE | X - DNU - RETIRED LINE | 135500 | Pole, Wood: 7911000000 | 9802935 | POLE, WOOD | 1956-07-01 | 1956-07-01 | WCDXFER
0 | 0 | 0 | 0 | 2024-12-01 | BH Colorado Electric Oper Co | Regulated Electric (122) | X - DNU - RETIRED LINE | X - DNU - RETIRED LINE | 135500 | Pole, Wood: 7911000000 | 9802919 | POLE, WOOD | 1956-07-01 | 1956-07-01 | WCDXFER
0 | 0 | 0 | 0 | 2024-12-01 | BH Colorado Electric Oper Co | Regulated Electric (122) | X - DNU - RETIRED LINE | X - DNU - RETIRED LINE | 135500 | Pole, Wood: 7911000000 | 9803272 | POLE, WOOD | 1961-07-01 | 1961-07-01 | WCDXFER
0 | 0 | 0 | 0 | 2024-12-01 | BH Colorado Electric Oper Co | Regulated Electric (122) | X - DNU - RETIRED LINE | X - DNU - RETIRED LINE | 135500 | Pole, Wood: 7911000000 | 9803271 | POLE, WOOD | 1960-07-01 | 1960-07-01 | WCDXFER
0 | 0 | 0 | 0 | 2024-12-01 | BH Colorado Electric Oper Co | Regulated Electric (122) | X - DNU - RETIRED LINE | X - DNU - RETIRED LINE | 135500 | Pole, Wood: 7911000000 | 9803179 | POLE, WOOD | 1960-07-01 | 1960-07-01 | WCDXFER
0 | 0 | 0 | 0 | 2024-12-01 | BH Colorado Electric Oper Co | Regulated Electric (122) | X - DNU - RETIRED LINE | X - DNU - RETIRED LINE | 135500 | Pole, Wood: 7911000000 | 9802178 | POLE, WOOD | 1974-07-01 | 1974-07-01 | WCDXFER
0 | 0 | 0 | 0 | 2024-12-01 | BH Colorado Electric Oper Co | Regulated Electric (122) | X - DNU - RETIRED LINE | X - DNU - RETIRED LINE | 135500 | Pole, Wood: 7911000000 | 9802166 | POLE, WOOD | 1974-07-01 | 1974-07-01 | WCDXFER
0 | 0 | 0 | 0 | 2024-12-01 | BH Colorado Electric Oper Co | Regulated Electric (122) | X - DNU - RETIRED LINE | X - DNU - RETIRED LINE | 135500 | Pole, Wood: 7911000000 | 9802136 | POLE, WOOD | 1967-07-01 | 1967-07-01 | WCDXFER
0 | 0 | 0 | 0 | 2024-12-01 | BH Colorado Electric Oper Co | Regulated Electric (122) | X - DNU - RETIRED LINE | X - DNU - RETIRED LINE | 135500 | Pole, Wood: 7911000000 | 9802194 | POLE, WOOD | 1992-07-01 | 1992-07-01 | WCDXFER
0 | 0 | 0 | 0 | 2024-12-01 | BH Colorado Electric Oper Co | Regulated Electric (122) | X - DNU - RETIRED LINE | X - DNU - RETIRED LINE | 135500 | Pole, Wood: 7911000000 | 9803410 | POLE, WOOD | 1978-07-01 | 1978-07-01 | WCDXFER
0 | 0 | 0 | 0 | 2024-12-01 | BH Colorado Electric Oper Co | Regulated Electric (122) | X - DNU - RETIRED LINE | X - DNU - RETIRED LINE | 135500 | Pole, Wood: 7911000000 | 9803363 | POLE, WOOD | 1978-07-01 | 1978-07-01 | WCDXFER
0 | 0 | 0 | 0 | 2024-12-01 | BH Colorado Electric Oper Co | Regulated Electric (122) | X - DNU - RETIRED LINE | X - DNU - RETIRED LINE | 135500 | Pole, Wood: 7911000000 | 9803282 | POLE, WOOD | 1965-07-01 | 1965-07-01 | WCDXFER
0 | 0 | 0 | 0 | 2024-12-01 | BH Colorado Electric Oper Co | Regulated Electric (122) | X - DNU - RETIRED LINE | X - DNU - RETIRED LINE | 135500 | Pole, Wood: 7911000000 | 9803192 | POLE, WOOD | 1954-07-01 | 1954-07-01 | WCDXFER
0 | 0 | 0 | 0 | 2024-12-01 | BH Colorado Electric Oper Co | Regulated Electric (122) | X - DNU - RETIRED LINE | X - DNU - RETIRED LINE | 135500 | Pole, Wood: 7911000000 | 9803066 | POLE, WOOD | 1977-07-01 | 1977-07-01 | WCDXFER
0 | 0 | 0 | 0 | 2024-12-01 | BH Colorado Electric Oper Co | Regulated Electric (122) | X - DNU - RETIRED LINE | X - DNU - RETIRED LINE | 135500 | Pole, Wood: 7911000000 | 9803063 | POLE, WOOD | 1966-07-01 | 1966-07-01 | WCDXFER
0 | 0 | 0 | 0 | 2024-12-01 | BH Colorado Electric Oper Co | Regulated Electric (122) | X - DNU - RETIRED LINE | X - DNU - RETIRED LINE | 135500 | Pole, Wood: 7911000000 | 9803347 | POLE, WOOD | 1965-07-01 | 1965-07-01 | WCDXFER
0 | 0 | 0 | 0 | 2024-12-01 | BH Colorado Electric Oper Co | Regulated Electric (122) | X - DNU - RETIRED LINE | X - DNU - RETIRED LINE | 135500 | Pole, Wood: 7911000000 | 9803030 | POLE, WOOD | 1986-07-01 | 1986-07-01 | WCDXFER
0 | 0 | 0 | 0 | 2024-12-01 | BH Colorado Electric Oper Co | Regulated Electric (122) | X - DNU - RETIRED LINE | X - DNU - RETIRED LINE | 135500 | Pole, Wood: 7911000000 | 9802225 | POLE, WOOD | 1978-07-01 | 1978-07-01 | WCDXFER
0 | 0 | 0 | 0 | 2024-12-01 | BH Colorado Electric Oper Co | Regulated Electric (122) | X - DNU - RETIRED LINE | X - DNU - RETIRED LINE | 135500 | Pole, Wood: 7911000000 | 9803281 | POLE, WOOD | 1962-07-01 | 1962-07-01 | WCDXFER
0 | 0 | 0 | 0 | 2024-12-01 | BH Colorado Electric Oper Co | Regulated Electric (122) | X - DNU - RETIRED LINE | X - DNU - RETIRED LINE | 135500 | Pole, Wood: 7911000000 | 9803191 | POLE, WOOD | 1937-07-01 | 1937-07-01 | WCDXFER
0 | 0 | 0 | 0 | 2024-12-01 | BH Colorado Electric Oper Co | Regulated Electric (122) | X - DNU - RETIRED LINE | X - DNU - RETIRED LINE | 135500 | Pole, Wood: 7911000000 | 9803381 | POLE, WOOD | 1956-07-01 | 1956-07-01 | WCDXFER
0 | 0 | 0 | 0 | 2024-12-01 | BH Colorado Electric Oper Co | Regulated Electric (122) | X - DNU - RETIRED LINE | X - DNU - RETIRED LINE | 135500 | Pole, Wood: 7911000000 | 9803375 | POLE, WOOD | 1979-07-01 | 1979-07-01 | WCDXFER
0 | 0 | 0 | 0 | 2024-12-01 | BH Colorado Electric Oper Co | Regulated Electric (122) | X - DNU - RETIRED LINE | X - DNU - RETIRED LINE | 135500 | Pole, Wood: 7911000000 | 9803364 | POLE, WOOD | 1979-07-01 | 1979-07-01 | WCDXFER
0 | 0 | 0 | 0 | 2024-12-01 | BH Colorado Electric Oper Co | Regulated Electric (122) | X - DNU - RETIRED LINE | X - DNU - RETIRED LINE | 135500 | Pole, Wood: 7911000000 | 9803278 | POLE, WOOD | 1937-07-01 | 1937-07-01 | WCDXFER
0 | 0 | 0 | 0 | 2024-12-01 | BH Colorado Electric Oper Co | Regulated Electric (122) | X - DNU - RETIRED LINE | X - DNU - RETIRED LINE | 135500 | Pole, Wood: 7911000000 | 9803252 | POLE, WOOD | 1992-07-01 | 1992-07-01 | WCDXFER
0 | 0 | 0 | 0 | 2024-12-01 | BH Colorado Electric Oper Co | Regulated Electric (122) | X - DNU - RETIRED LINE | X - DNU - RETIRED LINE | 135500 | Pole, Wood: 7911000000 | 9803161 | POLE, WOOD | 1979-07-01 | 1979-07-01 | WCDXFER
0 | 0 | 0 | 0 | 2024-12-01 | BH Colorado Electric Oper Co | Regulated Electric (122) | X - DNU - RETIRED LINE | X - DNU - RETIRED LINE | 135500 | Pole, Wood: 7911000000 | 9804968 | POLE, WOOD | 1965-07-01 | 1965-07-01 | WCDXFER
0 | 0 | 0 | 0 | 2024-12-01 | BH Colorado Electric Oper Co | Regulated Electric (122) | X - DNU - RETIRED LINE | X - DNU - RETIRED LINE | 135500 | Pole, Wood: 7911000000 | 9802180 | POLE, WOOD | 1973-07-01 | 1973-07-01 | WCDXFER
0 | 0 | 0 | 0 | 2024-12-01 | BH Colorado Electric Oper Co | Regulated Electric (122) | X - DNU - RETIRED LINE | X - DNU - RETIRED LINE | 135500 | Pole, Wood: 7911000000 | 9803409 | POLE, WOOD | 1977-07-01 | 1977-07-01 | WCDXFER
0 | 0 | 0 | 0 | 2024-12-01 | BH Colorado Electric Oper Co | Regulated Electric (122) | X - DNU - RETIRED LINE | X - DNU - RETIRED LINE | 135500 | Pole, Wood: 7911000000 | 9803250 | POLE, WOOD | 1976-07-01 | 1976-07-01 | WCDXFER
0 | 0 | 0 | 0 | 2024-12-01 | BH Colorado Electric Oper Co | Regulated Electric (122) | X - DNU - RETIRED LINE | X - DNU - RETIRED LINE | 135500 | Pole, Wood: 7911000000 | 9803194 | POLE, WOOD | 1965-07-01 | 1965-07-01 | WCDXFER
0 | 0 | 0 | 0 | 2024-12-01 | BH Colorado Electric Oper Co | Regulated Electric (122) | X - DNU - RETIRED LINE | X - DNU - RETIRED LINE | 135500 | Pole, Wood: 7911000000 | 9803159 | POLE, WOOD | 1973-07-01 | 1973-07-01 | WCDXFER
0 | 0 | 0 | 0 | 2024-12-01 | BH Colorado Electric Oper Co | Regulated Electric (122) | X - DNU - RETIRED LINE | X - DNU - RETIRED LINE | 135500 | Pole, Wood: 7911000000 | 9803067 | POLE, WOOD | 1979-07-01 | 1979-07-01 | WCDXFER
0 | 0 | 0 | 0 | 2024-12-01 | BH Colorado Electric Oper Co | Regulated Electric (122) | X - DNU - RETIRED LINE | X - DNU - RETIRED LINE | 135500 | Pole, Wood: 7911000000 | 9803060 | POLE, WOOD | 1960-07-01 | 1960-07-01 | WCDXFER
0 | 0 | 0 | 0 | 2024-12-01 | BH Colorado Electric Oper Co | Regulated Electric (122) | X - DNU - RETIRED LINE | X - DNU - RETIRED LINE | 135500 | Pole, Wood: 7911000000 | 9803112 | POLE, WOOD | 1966-07-01 | 1966-07-01 | WCDXFER
0 | 0 | 0 | 0 | 2024-12-01 | BH Colorado Electric Oper Co | Regulated Electric (122) | X - DNU - RETIRED LINE | X - DNU - RETIRED LINE | 135500 | Pole, Wood: 7911000000 | 9802251 | POLE, WOOD | 1979-07-01 | 1979-07-01 | WCDXFER
0 | 0 | 0 | 0 | 2024-12-01 | BH Colorado Electric Oper Co | Regulated Electric (122) | X - DNU - RETIRED LINE | X - DNU - RETIRED LINE | 135500 | Pole, Wood: 7911000000 | 9802137 | POLE, WOOD | 1954-07-01 | 1954-07-01 | WCDXFER
0 | 0 | 0 | 0 | 2024-12-01 | BH Colorado Electric Oper Co | Regulated Electric (122) | X - DNU - RETIRED LINE | X - DNU - RETIRED LINE | 135500 | Pole, Wood: 7911000000 | 9803503 | POLE, WOOD | 1973-07-01 | 1973-07-01 | WCDXFER
0 | 0 | 0 | 0 | 2024-12-01 | BH Colorado Electric Oper Co | Regulated Electric (122) | X - DNU - RETIRED LINE | X - DNU - RETIRED LINE | 135500 | Pole, Wood: 7911000000 | 9802220 | POLE, WOOD | 1962-07-01 | 1962-07-01 | WCDXFER
0 | 0 | 0 | 0 | 2024-12-01 | BH Colorado Electric Oper Co | Regulated Electric (122) | X - DNU - RETIRED LINE | X - DNU - RETIRED LINE | 135500 | Pole, Wood: 7911000000 | 9802920 | POLE, WOOD | 1962-07-01 | 1962-07-01 | WCDXFER
0 | 0 | 0 | 0 | 2024-12-01 | BH Colorado Electric Oper Co | Regulated Electric (122) | X - DNU - RETIRED LINE | X - DNU - RETIRED LINE | 135500 | Pole, Wood: 7911000000 | 9802984 | POLE, WOOD | 1936-07-01 | 1936-07-01 | WCDXFER
0 | 0 | 0 | 0 | 2024-12-01 | BH Colorado Electric Oper Co | Regulated Electric (122) | X - DNU - RETIRED LINE | X - DNU - RETIRED LINE | 135500 | Pole, Wood: 7911000000 | 9803274 | POLE, WOOD | 1963-07-01 | 1963-07-01 | WCDXFER
0 | 0 | 0 | 0 | 2024-12-01 | BH Colorado Electric Oper Co | Regulated Electric (122) | X - DNU - RETIRED LINE | X - DNU - RETIRED LINE | 135500 | Pole, Wood: 7911000000 | 9803330 | POLE, WOOD | 1968-07-01 | 1968-07-01 | WCDXFER
0 | 0 | 0 | 0 | 2024-12-01 | BH Colorado Electric Oper Co | Regulated Electric (122) | X - DNU - RETIRED LINE | X - DNU - RETIRED LINE | 135500 | Pole, Wood: 7911000000 | 9803270 | POLE, WOOD | 1956-07-01 | 1956-07-01 | WCDXFER
0 | 0 | 0 | 0 | 2024-12-01 | BH Colorado Electric Oper Co | Regulated Electric (122) | X - DNU - RETIRED LINE | X - DNU - RETIRED LINE | 135500 | Pole, Wood: 7911000000 | 9803085 | POLE, WOOD | 1967-07-01 | 1967-07-01 | WCDXFER
0 | 0 | 0 | 0 | 2024-12-01 | BH Colorado Electric Oper Co | Regulated Electric (122) | X - DNU - RETIRED LINE | X - DNU - RETIRED LINE | 135500 | Pole, Wood: 7911000000 | 9802273 | POLE, WOOD | 1947-07-01 | 1947-07-01 | WCDXFER
0 | 0 | 0 | 0 | 2024-12-01 | BH Colorado Electric Oper Co | Regulated Electric (122) | X - DNU - RETIRED LINE | X - DNU - RETIRED LINE | 135500 | Pole, Wood: 7911000000 | 9802247 | POLE, WOOD | 1968-07-01 | 1968-07-01 | WCDXFER
0 | 0 | 0 | 0 | 2024-12-01 | BH Colorado Electric Oper Co | Regulated Electric (122) | X - DNU - RETIRED LINE | X - DNU - RETIRED LINE | 135500 | Pole, Wood: 7911000000 | 9802217 | POLE, WOOD | 1959-07-01 | 1959-07-01 | WCDXFER
0 | 0 | 0 | 0 | 2024-12-01 | BH Colorado Electric Oper Co | Regulated Electric (122) | X - DNU - RETIRED LINE | X - DNU - RETIRED LINE | 135500 | Pole, Wood: 7911000000 | 9803244 | POLE, WOOD | 1977-07-01 | 1977-07-01 | WCDXFER
0 | 0 | 0 | 0 | 2024-12-01 | BH Colorado Electric Oper Co | Regulated Electric (122) | X - DNU - RETIRED LINE | X - DNU - RETIRED LINE | 135500 | Pole, Wood: 7911000000 | 9803139 | POLE, WOOD | 1962-07-01 | 1962-07-01 | WCDXFER
0 | 0 | 0 | 0 | 2024-12-01 | BH Colorado Electric Oper Co | Regulated Electric (122) | X - DNU - RETIRED LINE | X - DNU - RETIRED LINE | 135500 | Pole, Wood: 7911000000 | 9803162 | POLE, WOOD | 1980-07-01 | 1980-07-01 | WCDXFER
0 | 0 | 0 | 0 | 2024-12-01 | BH Colorado Electric Oper Co | Regulated Electric (122) | X - DNU - RETIRED LINE | X - DNU - RETIRED LINE | 135500 | Pole, Wood: 7911000000 | 9803248 | POLE, WOOD | 1966-07-01 | 1966-07-01 | WCDXFER
0 | 0 | 0 | 0 | 2024-12-01 | BH Colorado Electric Oper Co | Regulated Electric (122) | X - DNU - RETIRED LINE | X - DNU - RETIRED LINE | 135500 | Pole, Wood: 7911000000 | 9803247 | POLE, WOOD | 1958-07-01 | 1958-07-01 | WCDXFER
0 | 0 | 0 | 0 | 2024-12-01 | BH Colorado Electric Oper Co | Regulated Electric (122) | X - DNU - RETIRED LINE | X - DNU - RETIRED LINE | 135500 | Pole, Wood: 7911000000 | 9803213 | POLE, WOOD | 1975-07-01 | 1975-07-01 | WCDXFER
0 | 0 | 0 | 0 | 2024-12-01 | BH Colorado Electric Oper Co | Regulated Electric (122) | X - DNU - RETIRED LINE | X - DNU - RETIRED LINE | 135500 | Pole, Wood: 7911000000 | 9803059 | POLE, WOOD | 1954-07-01 | 1954-07-01 | WCDXFER
0 | 0 | 0 | 0 | 2024-12-01 | BH Colorado Electric Oper Co | Regulated Electric (122) | X - DNU - RETIRED LINE | X - DNU - RETIRED LINE | 135500 | Pole, Wood: 7911000000 | 9803118 | POLE, WOOD | 1977-07-01 | 1977-07-01 | WCDXFER
0 | 0 | 0 | 0 | 2024-12-01 | BH Colorado Electric Oper Co | Regulated Electric (122) | X - DNU - RETIRED LINE | X - DNU - RETIRED LINE | 135500 | Pole, Wood: 7911000000 | 9803111 | POLE, WOOD | 1960-07-01 | 1960-07-01 | WCDXFER
0 | 0 | 0 | 0 | 2024-12-01 | BH Colorado Electric Oper Co | Regulated Electric (122) | X - DNU - RETIRED LINE | X - DNU - RETIRED LINE | 135500 | Pole, Wood: 7911000000 | 9802963 | POLE, WOOD | 1958-07-01 | 1958-07-01 | WCDXFER
0 | 0 | 0 | 0 | 2024-12-01 | BH Colorado Electric Oper Co | Regulated Electric (122) | X - DNU - RETIRED LINE | X - DNU - RETIRED LINE | 135500 | Pole, Wood: 7911000000 | 9802191 | POLE, WOOD | 1967-07-01 | 1967-07-01 | WCDXFER
0 | 0 | 0 | 0 | 2024-12-01 | BH Colorado Electric Oper Co | Regulated Electric (122) | X - DNU - RETIRED LINE | X - DNU - RETIRED LINE | 135500 | Pole, Wood: 7911000000 | 9803331 | POLE, WOOD | 1972-07-01 | 1972-07-01 | WCDXFER
0 | 0 | 0 | 0 | 2024-12-01 | BH Colorado Electric Oper Co | Regulated Electric (122) | X - DNU - RETIRED LINE | X - DNU - RETIRED LINE | 135500 | Pole, Wood: 7911000000 | 9802989 | POLE, WOOD | 1973-07-01 | 1973-07-01 | WCDXFER
0 | 0 | 0 | 0 | 2024-12-01 | BH Colorado Electric Oper Co | Regulated Electric (122) | X - DNU - RETIRED LINE | X - DNU - RETIRED LINE | 135500 | Pole, Wood: 7911000000 | 9803275 | POLE, WOOD | 1968-07-01 | 1968-07-01 | WCDXFER
0 | 0 | 0 | 0 | 2024-12-01 | BH Colorado Electric Oper Co | Regulated Electric (122) | X - DNU - RETIRED LINE | X - DNU - RETIRED LINE | 135500 | Pole, Wood: 7911000000 | 9803182 | POLE, WOOD | 1963-07-01 | 1963-07-01 | WCDXFER
0 | 0 | 0 | 0 | 2024-12-01 | BH Colorado Electric Oper Co | Regulated Electric (122) | X - DNU - RETIRED LINE | X - DNU - RETIRED LINE | 135500 | Pole, Wood: 7911000000 | 9803083 | POLE, WOOD | 1962-07-01 | 1962-07-01 | WCDXFER
0 | 0 | 0 | 0 | 2024-12-01 | BH Colorado Electric Oper Co | Regulated Electric (122) | X - DNU - RETIRED LINE | X - DNU - RETIRED LINE | 135500 | Pole, Wood: 7911000000 | 9802988 | POLE, WOOD | 1962-07-01 | 1962-07-01 | WCDXFER
0 | 0 | 0 | 0 | 2024-12-01 | BH Colorado Electric Oper Co | Regulated Electric (122) | X - DNU - RETIRED LINE | X - DNU - RETIRED LINE | 135500 | Pole, Wood: 7911000000 | 9802221 | POLE, WOOD | 1974-07-01 | 1974-07-01 | WCDXFER
0 | 0 | 0 | 0 | 2024-12-01 | BH Colorado Electric Oper Co | Regulated Electric (122) | X - DNU - RETIRED LINE | X - DNU - RETIRED LINE | 135500 | Pole, Wood: 7911000000 | 9803115 | POLE, WOOD | 1969-07-01 | 1969-07-01 | WCDXFER
0 | 0 | 0 | 0 | 2024-12-01 | BH Colorado Electric Oper Co | Regulated Electric (122) | X - DNU - RETIRED LINE | X - DNU - RETIRED LINE | 135500 | Pole, Wood: 7911000000 | 9802987 | POLE, WOOD | 1960-07-01 | 1960-07-01 | WCDXFER
0 | 0 | 0 | 0 | 2024-12-01 | BH Colorado Electric Oper Co | Regulated Electric (122) | X - DNU - RETIRED LINE | X - DNU - RETIRED LINE | 135500 | Pole, Wood: 7911000000 | 9802937 | POLE, WOOD | 1986-07-01 | 1986-07-01 | WCDXFER
0 | 0 | 0 | 0 | 2024-12-01 | BH Colorado Electric Oper Co | Regulated Electric (122) | X - DNU - RETIRED LINE | X - DNU - RETIRED LINE | 135500 | Pole, Wood: 7911000000 | 9802936 | POLE, WOOD | 1977-07-01 | 1977-07-01 | WCDXFER
0 | 0 | 0 | 0 | 2024-12-01 | BH Colorado Electric Oper Co | Regulated Electric (122) | X - DNU - RETIRED LINE | X - DNU - RETIRED LINE | 135500 | Pole, Wood: 7911000000 | 9802256 | POLE, WOOD | 1964-07-01 | 1964-07-01 | WCDXFER
0 | 0 | 0 | 0 | 2024-12-01 | BH Colorado Electric Oper Co | Regulated Electric (122) | X - DNU - RETIRED LINE | X - DNU - RETIRED LINE | 135500 | Pole, Wood: 7911000000 | 9802934 | POLE, WOOD | 1936-07-01 | 1936-07-01 | WCDXFER
0 | 0 | 0 | 0 | 2024-12-01 | BH Colorado Electric Oper Co | Regulated Electric (122) | X - DNU - RETIRED LINE | X - DNU - RETIRED LINE | 135500 | Pole, Wood: 7911000000 | 9803052 | POLE, WOOD | 1975-07-01 | 1975-07-01 | WCDXFER
0 | 0 | 0 | 0 | 2024-12-01 | BH Colorado Electric Oper Co | Regulated Electric (122) | X - DNU - RETIRED LINE | X - DNU - RETIRED LINE | 135500 | Pole, Wood: 7911000000 | 9803117 | POLE, WOOD | 1974-07-01 | 1974-07-01 | WCDXFER
0 | 0 | 0 | 0 | 2024-12-01 | BH Colorado Electric Oper Co | Regulated Electric (122) | X - DNU - RETIRED LINE | X - DNU - RETIRED LINE | 135500 | Pole, Wood: 7911000000 | 9803051 | POLE, WOOD | 1974-07-01 | 1974-07-01 | WCDXFER
0 | 0 | 0 | 0 | 2024-12-01 | BH Colorado Electric Oper Co | Regulated Electric (122) | X - DNU - RETIRED LINE | X - DNU - RETIRED LINE | 135500 | Pole, Wood: 7911000000 | 9803110 | POLE, WOOD | 1958-07-01 | 1958-07-01 | WCDXFER
0 | 0 | 0 | 0 | 2024-12-01 | BH Colorado Electric Oper Co | Regulated Electric (122) | X - DNU - RETIRED LINE | X - DNU - RETIRED LINE | 135500 | Pole, Wood: 7911000000 | 9802969 | POLE, WOOD | 1976-07-01 | 1976-07-01 | WCDXFER
0 | 0 | 0 | 0 | 2024-12-01 | BH Colorado Electric Oper Co | Regulated Electric (122) | X - DNU - RETIRED LINE | X - DNU - RETIRED LINE | 135500 | Pole, Wood: 7911000000 | 9803366 | POLE, WOOD | 1992-07-01 | 1992-07-01 | WCDXFER
0 | 0 | 0 | 0 | 2024-12-01 | BH Colorado Electric Oper Co | Regulated Electric (122) | X - DNU - RETIRED LINE | X - DNU - RETIRED LINE | 135500 | Pole, Wood: 7911000000 | 9803146 | POLE, WOOD | 1967-07-01 | 1967-07-01 | WCDXFER
0 | 0 | 0 | 0 | 2024-12-01 | BH Colorado Electric Oper Co | Regulated Electric (122) | X - DNU - RETIRED LINE | X - DNU - RETIRED LINE | 135500 | Pole, Wood: 7911000000 | 9803145 | POLE, WOOD | 1965-07-01 | 1965-07-01 | WCDXFER
0 | 0 | 0 | 0 | 2024-12-01 | BH Colorado Electric Oper Co | Regulated Electric (122) | X - DNU - RETIRED LINE | X - DNU - RETIRED LINE | 135500 | Pole, Wood: 7911000000 | 9802968 | POLE, WOOD | 1972-07-01 | 1972-07-01 | WCDXFER
0 | 0 | 0 | 0 | 2024-12-01 | BH Colorado Electric Oper Co | Regulated Electric (122) | X - DNU - RETIRED LINE | X - DNU - RETIRED LINE | 135500 | Pole, Wood: 7911000000 | 9802967 | POLE, WOOD | 1968-07-01 | 1968-07-01 | WCDXFER
0 | 0 | 0 | 0 | 2024-12-01 | BH Colorado Electric Oper Co | Regulated Electric (122) | X - DNU - RETIRED LINE | X - DNU - RETIRED LINE | 135500 | Pole, Wood: 7911000000 | 9803033 | POLE, WOOD | 1986-07-01 | 1986-07-01 | WCDXFER
0 | 0 | 0 | 0 | 2024-12-01 | BH Colorado Electric Oper Co | Regulated Electric (122) | X - DNU - RETIRED LINE | X - DNU - RETIRED LINE | 135500 | Pole, Wood: 7911000000 | 9802228 | POLE, WOOD | 1992-07-01 | 1992-07-01 | WCDXFER
0 | 0 | 0 | 0 | 2024-12-01 | BH Colorado Electric Oper Co | Regulated Electric (122) | X - DNU - RETIRED LINE | X - DNU - RETIRED LINE | 135500 | Pole, Wood: 7911000000 | 9802204 | POLE, WOOD | 1992-07-01 | 1992-07-01 | WCDXFER
0 | 0 | 0 | 0 | 2024-12-01 | BH Colorado Electric Oper Co | Regulated Electric (122) | X - DNU - RETIRED LINE | X - DNU - RETIRED LINE | 135500 | Pole, Wood: 7911000000 | 9802201 | POLE, WOOD | 1967-07-01 | 1967-07-01 | WCDXFER
0 | 0 | 0 | 0 | 2024-12-01 | BH Colorado Electric Oper Co | Regulated Electric (122) | X - DNU - RETIRED LINE | X - DNU - RETIRED LINE | 135500 | Pole, Wood: 7911000000 | 9803383 | POLE, WOOD | 1977-07-01 | 1977-07-01 | WCDXFER
0 | 0 | 0 | 0 | 2024-12-01 | BH Colorado Electric Oper Co | Regulated Electric (122) | X - DNU - RETIRED LINE | X - DNU - RETIRED LINE | 135500 | Pole, Wood: 7911000000 | 9802965 | POLE, WOOD | 1962-07-01 | 1962-07-01 | WCDXFER
0 | 0 | 0 | 0 | 2024-12-01 | BH Colorado Electric Oper Co | Regulated Electric (122) | X - DNU - RETIRED LINE | X - DNU - RETIRED LINE | 135500 | Pole, Wood: 7911000000 | 9802181 | POLE, WOOD | 1967-07-01 | 1967-07-01 | WCDXFER
0 | 0 | 0 | 0 | 2024-12-01 | BH Colorado Electric Oper Co | Regulated Electric (122) | X - DNU - RETIRED LINE | X - DNU - RETIRED LINE | 135500 | Pole, Wood: 7911000000 | 9802889 | POLE, WOOD | 1958-07-01 | 1958-07-01 | WCDXFER
0 | 0 | 0 | 0 | 2024-12-01 | BH Colorado Electric Oper Co | Regulated Electric (122) | X - DNU - RETIRED LINE | X - DNU - RETIRED LINE | 135500 | Pole, Wood: 7911000000 | 9803068 | POLE, WOOD | 1980-07-01 | 1980-07-01 | WCDXFER
0 | 0 | 0 | 0 | 2024-12-01 | BH Colorado Electric Oper Co | Regulated Electric (122) | X - DNU - RETIRED LINE | X - DNU - RETIRED LINE | 135500 | Pole, Wood: 7911000000 | 9803183 | POLE, WOOD | 1967-07-01 | 1967-07-01 | WCDXFER
0 | 0 | 0 | 0 | 2024-12-01 | BH Colorado Electric Oper Co | Regulated Electric (122) | X - DNU - RETIRED LINE | X - DNU - RETIRED LINE | 135500 | Pole, Wood: 7911000000 | 9802274 | POLE, WOOD | 1948-07-01 | 1948-07-01 | WCDXFER
0 | 0 | 0 | 0 | 2024-12-01 | BH Colorado Electric Oper Co | Regulated Electric (122) | X - DNU - RETIRED LINE | X - DNU - RETIRED LINE | 135500 | Pole, Wood: 7911000000 | 9802249 | POLE, WOOD | 1974-07-01 | 1974-07-01 | WCDXFER
0 | 0 | 0 | 0 | 2024-12-01 | BH Colorado Electric Oper Co | Regulated Electric (122) | X - DNU - RETIRED LINE | X - DNU - RETIRED LINE | 135500 | Pole, Wood: 7911000000 | 9802219 | POLE, WOOD | 1961-07-01 | 1961-07-01 | WCDXFER
0 | 0 | 0 | 0 | 2024-12-01 | BH Colorado Electric Oper Co | Regulated Electric (122) | X - DNU - RETIRED LINE | X - DNU - RETIRED LINE | 135500 | Pole, Wood: 7911000000 | 9802177 | POLE, WOOD | 1962-07-01 | 1962-07-01 | WCDXFER
0 | 0 | 0 | 0 | 2024-12-01 | BH Colorado Electric Oper Co | Regulated Electric (122) | X - DNU - RETIRED LINE | X - DNU - RETIRED LINE | 135500 | Pole, Wood: 7911000000 | 9802135 | POLE, WOOD | 1949-07-01 | 1949-07-01 | WCDXFER
0 | 0 | 0 | 0 | 2024-12-01 | BH Colorado Electric Oper Co | Regulated Electric (122) | X - DNU - RETIRED LINE | X - DNU - RETIRED LINE | 135500 | Pole, Wood: 7911000000 | 9802971 | POLE, WOOD | 1990-07-01 | 1990-07-01 | WCDXFER
0 | 0 | 0 | 0 | 2024-12-01 | BH Colorado Electric Oper Co | Regulated Electric (122) | X - DNU - RETIRED LINE | X - DNU - RETIRED LINE | 135500 | Pole, Wood: 7911000000 | 9802964 | POLE, WOOD | 1960-07-01 | 1960-07-01 | WCDXFER
0 | 0 | 0 | 0 | 2024-12-01 | BH Colorado Electric Oper Co | Regulated Electric (122) | X - DNU - RETIRED LINE | X - DNU - RETIRED LINE | 135500 | Pole, Wood: 7911000000 | 9803148 | POLE, WOOD | 1978-07-01 | 1978-07-01 | WCDXFER
0 | 0 | 0 | 0 | 2024-12-01 | BH Colorado Electric Oper Co | Regulated Electric (122) | X - DNU - RETIRED LINE | X - DNU - RETIRED LINE | 135500 | Pole, Wood: 7911000000 | 9803031 | POLE, WOOD | 1992-07-01 | 1992-07-01 | WCDXFER
0 | 0 | 0 | 0 | 2024-12-01 | BH Colorado Electric Oper Co | Regulated Electric (122) | X - DNU - RETIRED LINE | X - DNU - RETIRED LINE | 135500 | Pole, Wood: 7911000000 | 9803029 | POLE, WOOD | 1978-07-01 | 1978-07-01 | WCDXFER
0 | 0 | 0 | 0 | 2024-12-01 | BH Colorado Electric Oper Co | Regulated Electric (122) | X - DNU - RETIRED LINE | X - DNU - RETIRED LINE | 135500 | Pole, Wood: 7911000000 | 9803355 | POLE, WOOD | 1985-07-01 | 1985-07-01 | WCDXFER
0 | 0 | 0 | 0 | 2024-12-01 | BH Colorado Electric Oper Co | Regulated Electric (122) | X - DNU - RETIRED LINE | X - DNU - RETIRED LINE | 135500 | Pole, Wood: 7911000000 | 9802203 | POLE, WOOD | 1978-07-01 | 1978-07-01 | WCDXFER
0 | 0 | 0 | 0 | 2024-12-01 | BH Colorado Electric Oper Co | Regulated Electric (122) | X - DNU - RETIRED LINE | X - DNU - RETIRED LINE | 135500 | Pole, Wood: 7911000000 | 9802202 | POLE, WOOD | 1968-07-01 | 1968-07-01 | WCDXFER
0 | 0 | 0 | 0 | 2024-12-01 | BH Colorado Electric Oper Co | Regulated Electric (122) | X - DNU - RETIRED LINE | X - DNU - RETIRED LINE | 135500 | Pole, Wood: 7911000000 | 9802193 | POLE, WOOD | 1978-07-01 | 1978-07-01 | WCDXFER
0 | 0 | 0 | 0 | 2024-12-01 | BH Colorado Electric Oper Co | Regulated Electric (122) | X - DNU - RETIRED LINE | X - DNU - RETIRED LINE | 135500 | Pole, Wood: 7911000000 | 9803273 | POLE, WOOD | 1962-07-01 | 1962-07-01 | WCDXFER
0 | 0 | 0 | 0 | 2024-12-01 | BH Colorado Electric Oper Co | Regulated Electric (122) | X - DNU - RETIRED LINE | X - DNU - RETIRED LINE | 135500 | Pole, Wood: 7911000000 | 9802218 | POLE, WOOD | 1960-07-01 | 1960-07-01 | WCDXFER
0 | 0 | 0 | 0 | 2024-12-01 | BH Colorado Electric Oper Co | Regulated Electric (122) | X - DNU - RETIRED LINE | X - DNU - RETIRED LINE | 135500 | Pole, Wood: 7911000000 | 9803116 | POLE, WOOD | 1971-07-01 | 1971-07-01 | WCDXFER
0 | 0 | 0 | 0 | 2024-12-01 | BH Colorado Electric Oper Co | Regulated Electric (122) | X - DNU - RETIRED LINE | X - DNU - RETIRED LINE | 135500 | Pole, Wood: 7911000000 | 9803196 | POLE, WOOD | 1993-07-01 | 1993-07-01 | WCDXFER
0 | 0 | 0 | 0 | 2024-12-01 | BH Colorado Electric Oper Co | Regulated Electric (122) | X - DNU - RETIRED LINE | X - DNU - RETIRED LINE | 135500 | Pole, Wood: 7911000000 | 9803382 | POLE, WOOD | 1963-07-01 | 1963-07-01 | WCDXFER
0 | 0 | 0 | 0 | 2024-12-01 | BH Colorado Electric Oper Co | Regulated Electric (122) | X - DNU - RETIRED LINE | X - DNU - RETIRED LINE | 135500 | Pole, Wood: 7911000000 | 9803062 | POLE, WOOD | 1965-07-01 | 1965-07-01 | WCDXFER
0 | 0 | 0 | 0 | 2024-12-01 | BH Colorado Electric Oper Co | Regulated Electric (122) | X - DNU - RETIRED LINE | X - DNU - RETIRED LINE | 135500 | Pole, Wood: 7911000000 | 9803058 | POLE, WOOD | 1950-07-01 | 1950-07-01 | WCDXFER
0 | 0 | 0 | 0 | 2024-12-01 | BH Colorado Electric Oper Co | Regulated Electric (122) | X - DNU - RETIRED LINE | X - DNU - RETIRED LINE | 135500 | Pole, Wood: 7911000000 | 9803184 | POLE, WOOD | 1968-07-01 | 1968-07-01 | WCDXFER
0 | 0 | 0 | 0 | 2024-12-01 | BH Colorado Electric Oper Co | Regulated Electric (122) | X - DNU - RETIRED LINE | X - DNU - RETIRED LINE | 135500 | Pole, Wood: 7911000000 | 9802223 | POLE, WOOD | 1967-07-01 | 1967-07-01 | WCDXFER
0 | 0 | 0 | 0 | 2024-12-01 | BH Colorado Electric Oper Co | Regulated Electric (122) | X - DNU - RETIRED LINE | X - DNU - RETIRED LINE | 135500 | Pole, Wood: 7911000000 | 9802248 | POLE, WOOD | 1972-07-01 | 1972-07-01 | WCDXFER
0 | 0 | 0 | 0 | 2024-12-01 | BH Colorado Electric Oper Co | Regulated Electric (122) | X - DNU - RETIRED LINE | X - DNU - RETIRED LINE | 135500 | Pole, Wood: 7911000000 | 9802245 | POLE, WOOD | 1962-07-01 | 1962-07-01 | WCDXFER
0 | 0 | 0 | 0 | 2024-12-01 | BH Colorado Electric Oper Co | Regulated Electric (122) | X - DNU - RETIRED LINE | X - DNU - RETIRED LINE | 135500 | Pole, Wood: 7911000000 | 9803119 | POLE, WOOD | 1988-07-01 | 1988-07-01 | WCDXFER
0 | 0 | 0 | 0 | 2024-12-01 | BH Colorado Electric Oper Co | Regulated Electric (122) | X - DNU - RETIRED LINE | X - DNU - RETIRED LINE | 135500 | Pole, Wood: 7911000000 | 9803150 | POLE, WOOD | 1992-07-01 | 1992-07-01 | WCDXFER
0 | 0 | 0 | 0 | 2024-12-01 | BH Colorado Electric Oper Co | Regulated Electric (122) | X - DNU - RETIRED LINE | X - DNU - RETIRED LINE | 135500 | Pole, Wood: 7911000000 | 9803114 | POLE, WOOD | 1968-07-01 | 1968-07-01 | WCDXFER
0 | 0 | 0 | 0 | 2024-12-01 | BH Colorado Electric Oper Co | Regulated Electric (122) | X - DNU - RETIRED LINE | X - DNU - RETIRED LINE | 135500 | Pole, Wood: 7911000000 | 9803348 | POLE, WOOD | 1971-07-01 | 1971-07-01 | WCDXFER
0 | 0 | 0 | 0 | 2024-12-01 | BH Colorado Electric Oper Co | Regulated Electric (122) | X - DNU - RETIRED LINE | X - DNU - RETIRED LINE | 135500 | Pole, Wood: 7911000000 | 9803311 | POLE, WOOD | 1979-07-01 | 1979-07-01 | WCDXFER
0 | 0 | 0 | 0 | 2024-12-01 | BH Colorado Electric Oper Co | Regulated Electric (122) | X - DNU - RETIRED LINE | X - DNU - RETIRED LINE | 135500 | Pole, Wood: 7911000000 | 9802966 | POLE, WOOD | 1963-07-01 | 1963-07-01 | WCDXFER
0 | 0 | 0 | 0 | 2024-12-01 | BH Colorado Electric Oper Co | Regulated Electric (122) | X - DNU - RETIRED LINE | X - DNU - RETIRED LINE | 135500 | Pole, Wood: 7911000000 | 9803264 | POLE, WOOD | 1967-07-01 | 1967-07-01 | WCDXFER
0 | 0 | 0 | 0 | 2024-12-01 | BH Colorado Electric Oper Co | Regulated Electric (122) | X - DNU - RETIRED LINE | X - DNU - RETIRED LINE | 135500 | Pole, Wood: 7911000000 | 9803147 | POLE, WOOD | 1968-07-01 | 1968-07-01 | WCDXFER
0 | 0 | 0 | 0 | 2024-12-01 | BH Colorado Electric Oper Co | Regulated Electric (122) | X - DNU - RETIRED LINE | X - DNU - RETIRED LINE | 135500 | Pole, Wood: 7911000000 | 9802258 | POLE, WOOD | 1966-07-01 | 1966-07-01 | WCDXFER
0 | 0 | 0 | 0 | 2024-12-01 | BH Colorado Electric Oper Co | Regulated Electric (122) | X - DNU - RETIRED LINE | X - DNU - RETIRED LINE | 135500 | Pole, Wood: 7911000000 | 9802192 | POLE, WOOD | 1968-07-01 | 1968-07-01 | WCDXFER
0 | 0 | 0 | 0 | 2024-12-01 | BH Colorado Electric Oper Co | Regulated Electric (122) | X - DNU - RETIRED LINE | X - DNU - RETIRED LINE | 135500 | Pole, Wood: 7911000000 | 9802188 | POLE, WOOD | 1964-07-01 | 1964-07-01 | WCDXFER
0 | 0 | 0 | 0 | 2024-12-01 | BH Colorado Electric Oper Co | Regulated Electric (122) | X - DNU - RETIRED LINE | X - DNU - RETIRED LINE | 135500 | Pole, Wood: 7911000000 | 9810193 | POLE, WOOD | 2002-05-01 | 2002-01-01 | 5105204113
0 | 0 | 0 | 0 | 2024-12-01 | BH Colorado Electric Oper Co | Regulated Electric (122) | X - DNU - RETIRED LINE | X - DNU - RETIRED LINE | 135500 | Pole, Wood: 7911000000 | 9803342 | POLE, WOOD | 1979-07-01 | 1979-07-01 | WCDXFER
0 | 0 | 0 | 0 | 2024-12-01 | BH Colorado Electric Oper Co | Regulated Electric (122) | X - DNU - RETIRED LINE | X - DNU - RETIRED LINE | 135500 | Pole, Wood: 7911000000 | 9802909 | POLE, WOOD | 1958-07-01 | 1958-07-01 | WCDXFER
0 | 0 | 0 | 0 | 2024-12-01 | BH Colorado Electric Oper Co | Regulated Electric (122) | X - DNU - RETIRED LINE | X - DNU - RETIRED LINE | 135500 | Pole, Wood: 7911000000 | 9802985 | POLE, WOOD | 1948-07-01 | 1948-07-01 | WCDXFER
0 | 0 | 0 | 0 | 2024-12-01 | BH Colorado Electric Oper Co | Regulated Electric (122) | X - DNU - RETIRED LINE | X - DNU - RETIRED LINE | 135500 | Wood 1 Pole 25': 7911012500 | 9974424 | WOOD 1 POLE 25' | 1967-07-01 | 1967-07-01 | CPR Conversion
0 | 0 | 0 | 0 | 2024-12-01 | BH Colorado Electric Oper Co | Regulated Electric (122) | X - DNU - RETIRED LINE | X - DNU - RETIRED LINE | 135500 | Wood 1 Pole 30': 7911013000 | 9974945 | WOOD 1 POLE 30' | 1967-07-01 | 1967-07-01 | CPR Conversion
0 | 0 | 0 | 0 | 2024-12-01 | BH Colorado Electric Oper Co | Regulated Electric (122) | X - DNU - RETIRED LINE | X - DNU - RETIRED LINE | 135500 | Wood 1 Pole 30': 7911013000 | 9724150 | WOOD 1 POLE 30' | 1965-07-01 | 1965-07-01 | CPR Conversion
0 | 0 | 0 | 0 | 2024-12-01 | BH Colorado Electric Oper Co | Regulated Electric (122) | X - DNU - RETIRED LINE | X - DNU - RETIRED LINE | 135500 | Wood 1 Pole 30': 7911013000 | 9974946 | WOOD 1 POLE 30' | 1949-07-01 | 1949-07-01 | CPR Conversion
0 | 0 | 0 | 0 | 2024-12-01 | BH Colorado Electric Oper Co | Regulated Electric (122) | X - DNU - RETIRED LINE | X - DNU - RETIRED LINE | 135500 | Wood 1 Pole 30': 7911013000 | 9974860 | WOOD 1 POLE 30' | 1954-07-01 | 1954-07-01 | CPR Conversion
0 | 0 | 0 | 0 | 2024-12-01 | BH Colorado Electric Oper Co | Regulated Electric (122) | X - DNU - RETIRED LINE | X - DNU - RETIRED LINE | 135500 | Wood 1 Pole 30': 7911013000 | 9974859 | WOOD 1 POLE 30' | 1965-07-01 | 1965-07-01 | CPR Conversion
0 | 0 | 0 | 0 | 2024-12-01 | BH Colorado Electric Oper Co | Regulated Electric (122) | X - DNU - RETIRED LINE | X - DNU - RETIRED LINE | 135500 | Wood 1 Pole 35': 7911013500 | 9974943 | WOOD 1 POLE 35' | 1974-07-01 | 1974-07-01 | CPR Conversion
0 | 0 | 0 | 0 | 2024-12-01 | BH Colorado Electric Oper Co | Regulated Electric (122) | X - DNU - RETIRED LINE | X - DNU - RETIRED LINE | 135500 | Wood 1 Pole 35': 7911013500 | 9974944 | WOOD 1 POLE 35' | 1936-07-01 | 1936-07-01 | CPR Conversion
0 | 0 | 0 | 0 | 2024-12-01 | BH Colorado Electric Oper Co | Regulated Electric (122) | X - DNU - RETIRED LINE | X - DNU - RETIRED LINE | 135500 | Wood 1 Pole 40': 7911014000 | 9974942 | WOOD 1 POLE 40' | 1962-07-01 | 1962-07-01 | CPR Conversion
0 | 0 | 0 | 0 | 2024-12-01 | BH Colorado Electric Oper Co | Regulated Electric (122) | X - DNU - RETIRED LINE | X - DNU - RETIRED LINE | 135500 | Wood 1 Pole 40': 7911014000 | 9974510 | WOOD 1 POLE 40' | 1992-07-01 | 1992-07-01 | CPR Conversion
0 | 0 | 0 | 0 | 2024-12-01 | BH Colorado Electric Oper Co | Regulated Electric (122) | X - DNU - RETIRED LINE | X - DNU - RETIRED LINE | 135500 | Wood 1 Pole 40': 7911014000 | 9709888 | WOOD 1 POLE 40' | 1937-07-01 | 1937-07-01 | CPR Conversion
0 | 0 | 0 | 0 | 2024-12-01 | BH Colorado Electric Oper Co | Regulated Electric (122) | X - DNU - RETIRED LINE | X - DNU - RETIRED LINE | 135500 | Wood 1 Pole 40': 7911014000 | 9974941 | WOOD 1 POLE 40' | 1974-07-01 | 1974-07-01 | CPR Conversion
0 | 0 | 0 | 0 | 2024-12-01 | BH Colorado Electric Oper Co | Regulated Electric (122) | X - DNU - RETIRED LINE | X - DNU - RETIRED LINE | 135500 | Wood 1 Pole 40': 7911014000 | 9974511 | WOOD 1 POLE 40' | 1967-07-01 | 1967-07-01 | CPR Conversion
0 | 0 | 0 | 0 | 2024-12-01 | BH Colorado Electric Oper Co | Regulated Electric (122) | X - DNU - RETIRED LINE | X - DNU - RETIRED LINE | 135500 | Wood 1 Pole 40': 7911014000 | 9724185 | WOOD 1 POLE 40' | 1973-07-01 | 1973-07-01 | CPR Conversion
0 | 0 | 0 | 0 | 2024-12-01 | BH Colorado Electric Oper Co | Regulated Electric (122) | X - DNU - RETIRED LINE | X - DNU - RETIRED LINE | 135500 | Wood 1 Pole 45': 7911014500 | 9974507 | WOOD 1 POLE 45' | 1978-07-01 | 1978-07-01 | CPR Conversion
0 | 0 | 0 | 0 | 2024-12-01 | BH Colorado Electric Oper Co | Regulated Electric (122) | X - DNU - RETIRED LINE | X - DNU - RETIRED LINE | 135500 | Wood 1 Pole 45': 7911014500 | 9974509 | WOOD 1 POLE 45' | 1967-07-01 | 1967-07-01 | CPR Conversion
0 | 0 | 0 | 0 | 2024-12-01 | BH Colorado Electric Oper Co | Regulated Electric (122) | X - DNU - RETIRED LINE | X - DNU - RETIRED LINE | 135500 | Wood 1 Pole 45': 7911014500 | 12320933 | Wood 1 Pole 45' | 2013-10-09 | 2013-11-01 | 60020842
0 | 0 | 0 | 0 | 2024-12-01 | BH Colorado Electric Oper Co | Regulated Electric (122) | X - DNU - RETIRED LINE | X - DNU - RETIRED LINE | 135500 | Wood 1 Pole 45': 7911014500 | 9975015 | WOOD 1 POLE 45' | 1958-07-01 | 1958-07-01 | CPR Conversion
0 | 0 | 0 | 0 | 2024-12-01 | BH Colorado Electric Oper Co | Regulated Electric (122) | X - DNU - RETIRED LINE | X - DNU - RETIRED LINE | 135500 | Wood 1 Pole 45': 7911014500 | 9974940 | WOOD 1 POLE 45' | 1977-07-01 | 1977-07-01 | CPR Conversion
0 | 0 | 0 | 0 | 2024-12-01 | BH Colorado Electric Oper Co | Regulated Electric (122) | X - DNU - RETIRED LINE | X - DNU - RETIRED LINE | 135500 | Wood 1 Pole 45': 7911014500 | 9974506 | WOOD 1 POLE 45' | 1992-07-01 | 1992-07-01 | CPR Conversion
0 | 0 | 0 | 0 | 2024-12-01 | BH Colorado Electric Oper Co | Regulated Electric (122) | X - DNU - RETIRED LINE | X - DNU - RETIRED LINE | 135500 | Wood 1 Pole 45': 7911014500 | 9974508 | WOOD 1 POLE 45' | 1968-07-01 | 1968-07-01 | CPR Conversion
0 | 0 | 0 | 0 | 2024-12-01 | BH Colorado Electric Oper Co | Regulated Electric (122) | X - DNU - RETIRED LINE | X - DNU - RETIRED LINE | 135500 | Wood 1 Pole 50': 7911015000 | 9706649 | WOOD 1 POLE 50' | 1962-07-01 | 1962-07-01 | CPR Conversion
0 | 0 | 0 | 0 | 2024-12-01 | BH Colorado Electric Oper Co | Regulated Electric (122) | X - DNU - RETIRED LINE | X - DNU - RETIRED LINE | 135500 | Wood 1 Pole 50': 7911015000 | 9974937 | WOOD 1 POLE 50' | 1960-07-01 | 1960-07-01 | CPR Conversion
0 | 0 | 0 | 0 | 2024-12-01 | BH Colorado Electric Oper Co | Regulated Electric (122) | X - DNU - RETIRED LINE | X - DNU - RETIRED LINE | 135500 | Wood 1 Pole 50': 7911015000 | 9974504 | WOOD 1 POLE 50' | 1966-07-01 | 1966-07-01 | CPR Conversion
0 | 0 | 0 | 0 | 2024-12-01 | BH Colorado Electric Oper Co | Regulated Electric (122) | X - DNU - RETIRED LINE | X - DNU - RETIRED LINE | 135500 | Wood 1 Pole 50': 7911015000 | 9974503 | WOOD 1 POLE 50' | 1967-07-01 | 1967-07-01 | CPR Conversion
0 | 0 | 0 | 0 | 2024-12-01 | BH Colorado Electric Oper Co | Regulated Electric (122) | X - DNU - RETIRED LINE | X - DNU - RETIRED LINE | 135500 | Wood 1 Pole 50': 7911015000 | 9974505 | WOOD 1 POLE 50' | 1964-07-01 | 1964-07-01 | CPR Conversion
0 | 0 | 0 | 0 | 2024-12-01 | BH Colorado Electric Oper Co | Regulated Electric (122) | X - DNU - RETIRED LINE | X - DNU - RETIRED LINE | 135500 | Wood 1 Pole 50': 7911015000 | 9974936 | WOOD 1 POLE 50' | 1974-07-01 | 1974-07-01 | CPR Conversion
0 | 0 | 0 | 0 | 2024-12-01 | BH Colorado Electric Oper Co | Regulated Electric (122) | X - DNU - RETIRED LINE | X - DNU - RETIRED LINE | 135500 | Wood 1 Pole 50': 7911015000 | 9974965 | WOOD 1 POLE 50' | 1956-07-01 | 1956-07-01 | CPR Conversion
0 | 0 | 0 | 0 | 2024-12-01 | BH Colorado Electric Oper Co | Regulated Electric (122) | X - DNU - RETIRED LINE | X - DNU - RETIRED LINE | 135500 | Wood 1 Pole 50': 7911015000 | 9975014 | WOOD 1 POLE 50' | 1958-07-01 | 1958-07-01 | CPR Conversion
0 | 0 | 0 | 0 | 2024-12-01 | BH Colorado Electric Oper Co | Regulated Electric (122) | X - DNU - RETIRED LINE | X - DNU - RETIRED LINE | 135500 | Wood 1 Pole 50': 7911015000 | 9974502 | WOOD 1 POLE 50' | 1968-07-01 | 1968-07-01 | CPR Conversion
0 | 0 | 0 | 0 | 2024-12-01 | BH Colorado Electric Oper Co | Regulated Electric (122) | X - DNU - RETIRED LINE | X - DNU - RETIRED LINE | 135500 | Wood 1 Pole 50': 7911015000 | 9706637 | WOOD 1 POLE 50' | 1965-07-01 | 1965-07-01 | CPR Conversion
0 | 0 | 0 | 0 | 2024-12-01 | BH Colorado Electric Oper Co | Regulated Electric (122) | X - DNU - RETIRED LINE | X - DNU - RETIRED LINE | 135500 | Wood 1 Pole 50': 7911015000 | 9724192 | WOOD 1 POLE 50' | 1961-07-01 | 1961-07-01 | CPR Conversion
0 | 0 | 0 | 0 | 2024-12-01 | BH Colorado Electric Oper Co | Regulated Electric (122) | X - DNU - RETIRED LINE | X - DNU - RETIRED LINE | 135500 | Wood 1 Pole 50': 7911015000 | 9974938 | WOOD 1 POLE 50' | 1959-07-01 | 1959-07-01 | CPR Conversion
0 | 0 | 0 | 0 | 2024-12-01 | BH Colorado Electric Oper Co | Regulated Electric (122) | X - DNU - RETIRED LINE | X - DNU - RETIRED LINE | 135500 | Wood 1 Pole 50': 7911015000 | 9974939 | WOOD 1 POLE 50' | 1958-07-01 | 1958-07-01 | CPR Conversion
0 | 0 | 0 | 0 | 2024-12-01 | BH Colorado Electric Oper Co | Regulated Electric (122) | X - DNU - RETIRED LINE | X - DNU - RETIRED LINE | 135500 | Wood 1 Pole 50': 7911015000 | 9974964 | WOOD 1 POLE 50' | 1962-07-01 | 1962-07-01 | CPR Conversion
0 | 0 | 0 | 0 | 2024-12-01 | BH Colorado Electric Oper Co | Regulated Electric (122) | X - DNU - RETIRED LINE | X - DNU - RETIRED LINE | 135500 | Wood 1 Pole 50': 7911015000 | 9974500 | WOOD 1 POLE 50' | 1992-07-01 | 1992-07-01 | CPR Conversion
0 | 0 | 0 | 0 | 2024-12-01 | BH Colorado Electric Oper Co | Regulated Electric (122) | X - DNU - RETIRED LINE | X - DNU - RETIRED LINE | 135500 | Wood 1 Pole 50': 7911015000 | 9974501 | WOOD 1 POLE 50' | 1978-07-01 | 1978-07-01 | CPR Conversion
0 | 0 | 0 | 0 | 2024-12-01 | BH Colorado Electric Oper Co | Regulated Electric (122) | X - DNU - RETIRED LINE | X - DNU - RETIRED LINE | 135500 | Wood 1 Pole 55': 7911015500 | 9693333 | WOOD 1 POLE 55' | 1972-07-01 | 1972-07-01 | CPR Conversion
0 | 0 | 0 | 0 | 2024-12-01 | BH Colorado Electric Oper Co | Regulated Electric (122) | X - DNU - RETIRED LINE | X - DNU - RETIRED LINE | 135500 | Wood 1 Pole 55': 7911015500 | 9974928 | WOOD 1 POLE 55' | 1961-07-01 | 1961-07-01 | CPR Conversion
0 | 0 | 0 | 0 | 2024-12-01 | BH Colorado Electric Oper Co | Regulated Electric (122) | X - DNU - RETIRED LINE | X - DNU - RETIRED LINE | 135500 | Wood 1 Pole 55': 7911015500 | 9974935 | WOOD 1 POLE 55' | 1936-07-01 | 1936-07-01 | CPR Conversion
0 | 0 | 0 | 0 | 2024-12-01 | BH Colorado Electric Oper Co | Regulated Electric (122) | X - DNU - RETIRED LINE | X - DNU - RETIRED LINE | 135500 | Wood 1 Pole 55': 7911015500 | 9724157 | WOOD 1 POLE 55' | 1964-07-01 | 1964-07-01 | CPR Conversion
0 | 0 | 0 | 0 | 2024-12-01 | BH Colorado Electric Oper Co | Regulated Electric (122) | X - DNU - RETIRED LINE | X - DNU - RETIRED LINE | 135500 | Wood 1 Pole 55': 7911015500 | 9974858 | WOOD 1 POLE 55' | 1979-07-01 | 1979-07-01 | CPR Conversion
0 | 0 | 0 | 0 | 2024-12-01 | BH Colorado Electric Oper Co | Regulated Electric (122) | X - DNU - RETIRED LINE | X - DNU - RETIRED LINE | 135500 | Wood 1 Pole 55': 7911015500 | 9693319 | WOOD 1 POLE 55' | 1989-07-01 | 1989-07-01 | CPR Conversion
0 | 0 | 0 | 0 | 2024-12-01 | BH Colorado Electric Oper Co | Regulated Electric (122) | X - DNU - RETIRED LINE | X - DNU - RETIRED LINE | 135500 | Wood 1 Pole 55': 7911015500 | 9974499 | WOOD 1 POLE 55' | 1965-07-01 | 1965-07-01 | CPR Conversion
0 | 0 | 0 | 0 | 2024-12-01 | BH Colorado Electric Oper Co | Regulated Electric (122) | X - DNU - RETIRED LINE | X - DNU - RETIRED LINE | 135500 | Wood 1 Pole 55': 7911015500 | 9974497 | WOOD 1 POLE 55' | 1967-07-01 | 1967-07-01 | CPR Conversion
0 | 0 | 0 | 0 | 2024-12-01 | BH Colorado Electric Oper Co | Regulated Electric (122) | X - DNU - RETIRED LINE | X - DNU - RETIRED LINE | 135500 | Wood 1 Pole 55': 7911015500 | 9974498 | WOOD 1 POLE 55' | 1966-07-01 | 1966-07-01 | CPR Conversion
0 | 0 | 0 | 0 | 2024-12-01 | BH Colorado Electric Oper Co | Regulated Electric (122) | X - DNU - RETIRED LINE | X - DNU - RETIRED LINE | 135500 | Wood 1 Pole 55': 7911015500 | 9974961 | WOOD 1 POLE 55' | 1977-07-01 | 1977-07-01 | CPR Conversion
0 | 0 | 0 | 0 | 2024-12-01 | BH Colorado Electric Oper Co | Regulated Electric (122) | X - DNU - RETIRED LINE | X - DNU - RETIRED LINE | 135500 | Wood 1 Pole 55': 7911015500 | 9974934 | WOOD 1 POLE 55' | 1947-07-01 | 1947-07-01 | CPR Conversion
0 | 0 | 0 | 0 | 2024-12-01 | BH Colorado Electric Oper Co | Regulated Electric (122) | X - DNU - RETIRED LINE | X - DNU - RETIRED LINE | 135500 | Wood 1 Pole 55': 7911015500 | 9975013 | WOOD 1 POLE 55' | 1958-07-01 | 1958-07-01 | CPR Conversion
0 | 0 | 0 | 0 | 2024-12-01 | BH Colorado Electric Oper Co | Regulated Electric (122) | X - DNU - RETIRED LINE | X - DNU - RETIRED LINE | 135500 | Wood 1 Pole 55': 7911015500 | 9974496 | WOOD 1 POLE 55' | 1968-07-01 | 1968-07-01 | CPR Conversion
0 | 0 | 0 | 0 | 2024-12-01 | BH Colorado Electric Oper Co | Regulated Electric (122) | X - DNU - RETIRED LINE | X - DNU - RETIRED LINE | 135500 | Wood 1 Pole 55': 7911015500 | 9974493 | WOOD 1 POLE 55' | 1992-07-01 | 1992-07-01 | CPR Conversion
0 | 0 | 0 | 0 | 2024-12-01 | BH Colorado Electric Oper Co | Regulated Electric (122) | X - DNU - RETIRED LINE | X - DNU - RETIRED LINE | 135500 | Wood 1 Pole 55': 7911015500 | 9974494 | WOOD 1 POLE 55' | 1979-07-01 | 1979-07-01 | CPR Conversion
0 | 0 | 0 | 0 | 2024-12-01 | BH Colorado Electric Oper Co | Regulated Electric (122) | X - DNU - RETIRED LINE | X - DNU - RETIRED LINE | 135500 | Wood 1 Pole 55': 7911015500 | 9974962 | WOOD 1 POLE 55' | 1956-07-01 | 1956-07-01 | CPR Conversion
0 | 0 | 0 | 0 | 2024-12-01 | BH Colorado Electric Oper Co | Regulated Electric (122) | X - DNU - RETIRED LINE | X - DNU - RETIRED LINE | 135500 | Wood 1 Pole 55': 7911015500 | 9974963 | WOOD 1 POLE 55' | 1936-07-01 | 1936-07-01 | CPR Conversion
0 | 0 | 0 | 0 | 2024-12-01 | BH Colorado Electric Oper Co | Regulated Electric (122) | X - DNU - RETIRED LINE | X - DNU - RETIRED LINE | 135500 | Wood 1 Pole 55': 7911015500 | 9974930 | WOOD 1 POLE 55' | 1958-07-01 | 1958-07-01 | CPR Conversion
0 | 0 | 0 | 0 | 2024-12-01 | BH Colorado Electric Oper Co | Regulated Electric (122) | X - DNU - RETIRED LINE | X - DNU - RETIRED LINE | 135500 | Wood 1 Pole 55': 7911015500 | 9974931 | WOOD 1 POLE 55' | 1957-07-01 | 1957-07-01 | CPR Conversion
0 | 0 | 0 | 0 | 2024-12-01 | BH Colorado Electric Oper Co | Regulated Electric (122) | X - DNU - RETIRED LINE | X - DNU - RETIRED LINE | 135500 | Wood 1 Pole 55': 7911015500 | 9975012 | WOOD 1 POLE 55' | 1967-07-01 | 1967-07-01 | CPR Conversion
0 | 0 | 0 | 0 | 2024-12-01 | BH Colorado Electric Oper Co | Regulated Electric (122) | X - DNU - RETIRED LINE | X - DNU - RETIRED LINE | 135500 | Wood 1 Pole 55': 7911015500 | 9974933 | WOOD 1 POLE 55' | 1948-07-01 | 1948-07-01 | CPR Conversion
0 | 0 | 0 | 0 | 2024-12-01 | BH Colorado Electric Oper Co | Regulated Electric (122) | X - DNU - RETIRED LINE | X - DNU - RETIRED LINE | 135500 | Wood 1 Pole 55': 7911015500 | 9975010 | WOOD 1 POLE 55' | 1977-07-01 | 1977-07-01 | CPR Conversion
0 | 0 | 0 | 0 | 2024-12-01 | BH Colorado Electric Oper Co | Regulated Electric (122) | X - DNU - RETIRED LINE | X - DNU - RETIRED LINE | 135500 | Wood 1 Pole 55': 7911015500 | 9974960 | WOOD 1 POLE 55' | 1986-07-01 | 1986-07-01 | CPR Conversion
0 | 0 | 0 | 0 | 2024-12-01 | BH Colorado Electric Oper Co | Regulated Electric (122) | X - DNU - RETIRED LINE | X - DNU - RETIRED LINE | 135500 | Wood 1 Pole 55': 7911015500 | 9974925 | WOOD 1 POLE 55' | 1974-07-01 | 1974-07-01 | CPR Conversion
0 | 0 | 0 | 0 | 2024-12-01 | BH Colorado Electric Oper Co | Regulated Electric (122) | X - DNU - RETIRED LINE | X - DNU - RETIRED LINE | 135500 | Wood 1 Pole 55': 7911015500 | 9974926 | WOOD 1 POLE 55' | 1968-07-01 | 1968-07-01 | CPR Conversion
0 | 0 | 0 | 0 | 2024-12-01 | BH Colorado Electric Oper Co | Regulated Electric (122) | X - DNU - RETIRED LINE | X - DNU - RETIRED LINE | 135500 | Wood 1 Pole 55': 7911015500 | 9974495 | WOOD 1 POLE 55' | 1978-07-01 | 1978-07-01 | CPR Conversion
0 | 0 | 0 | 0 | 2024-12-01 | BH Colorado Electric Oper Co | Regulated Electric (122) | X - DNU - RETIRED LINE | X - DNU - RETIRED LINE | 135500 | Wood 1 Pole 55': 7911015500 | 9974929 | WOOD 1 POLE 55' | 1959-07-01 | 1959-07-01 | CPR Conversion
0 | 0 | 0 | 0 | 2024-12-01 | BH Colorado Electric Oper Co | Regulated Electric (122) | X - DNU - RETIRED LINE | X - DNU - RETIRED LINE | 135500 | Wood 1 Pole 55': 7911015500 | 9974932 | WOOD 1 POLE 55' | 1956-07-01 | 1956-07-01 | CPR Conversion
0 | 0 | 0 | 0 | 2024-12-01 | BH Colorado Electric Oper Co | Regulated Electric (122) | X - DNU - RETIRED LINE | X - DNU - RETIRED LINE | 135500 | Wood 1 Pole 55': 7911015500 | 9709889 | WOOD 1 POLE 55' | 1960-07-01 | 1960-07-01 | CPR Conversion
0 | 0 | 0 | 0 | 2024-12-01 | BH Colorado Electric Oper Co | Regulated Electric (122) | X - DNU - RETIRED LINE | X - DNU - RETIRED LINE | 135500 | Wood 1 Pole 55': 7911015500 | 9974927 | WOOD 1 POLE 55' | 1962-07-01 | 1962-07-01 | CPR Conversion
0 | 0 | 0 | 0 | 2024-12-01 | BH Colorado Electric Oper Co | Regulated Electric (122) | X - DNU - RETIRED LINE | X - DNU - RETIRED LINE | 135500 | Wood 1 Pole 55': 7911015500 | 9724191 | WOOD 1 POLE 55' | 1967-07-01 | 1967-07-01 | CPR Conversion
0 | 0 | 0 | 0 | 2024-12-01 | BH Colorado Electric Oper Co | Regulated Electric (122) | X - DNU - RETIRED LINE | X - DNU - RETIRED LINE | 135500 | Wood 1 Pole 55': 7911015500 | 9975011 | WOOD 1 POLE 55' | 1969-07-01 | 1969-07-01 | CPR Conversion
0 | 0 | 0 | 0 | 2024-12-01 | BH Colorado Electric Oper Co | Regulated Electric (122) | X - DNU - RETIRED LINE | X - DNU - RETIRED LINE | 135500 | Wood 1 Pole 60': 7911016000 | 9975095 | WOOD 1 POLE 60' | 1968-07-01 | 1968-07-01 | CPR Conversion
0 | 0 | 0 | 0 | 2024-12-01 | BH Colorado Electric Oper Co | Regulated Electric (122) | X - DNU - RETIRED LINE | X - DNU - RETIRED LINE | 135500 | Wood 1 Pole 60': 7911016000 | 9974485 | WOOD 1 POLE 60' | 1992-07-01 | 1992-07-01 | CPR Conversion
0 | 0 | 0 | 0 | 2024-12-01 | BH Colorado Electric Oper Co | Regulated Electric (122) | X - DNU - RETIRED LINE | X - DNU - RETIRED LINE | 135500 | Wood 1 Pole 60': 7911016000 | 9974488 | WOOD 1 POLE 60' | 1977-07-01 | 1977-07-01 | CPR Conversion
0 | 0 | 0 | 0 | 2024-12-01 | BH Colorado Electric Oper Co | Regulated Electric (122) | X - DNU - RETIRED LINE | X - DNU - RETIRED LINE | 135500 | Wood 1 Pole 60': 7911016000 | 9974853 | WOOD 1 POLE 60' | 1965-07-01 | 1965-07-01 | CPR Conversion
0 | 0 | 0 | 0 | 2024-12-01 | BH Colorado Electric Oper Co | Regulated Electric (122) | X - DNU - RETIRED LINE | X - DNU - RETIRED LINE | 135500 | Wood 1 Pole 60': 7911016000 | 9724198 | WOOD 1 POLE 60' | 1967-07-01 | 1967-07-01 | CPR Conversion
0 | 0 | 0 | 0 | 2024-12-01 | BH Colorado Electric Oper Co | Regulated Electric (122) | X - DNU - RETIRED LINE | X - DNU - RETIRED LINE | 135500 | Wood 1 Pole 60': 7911016000 | 9975007 | WOOD 1 POLE 60' | 1975-07-01 | 1975-07-01 | CPR Conversion
0 | 0 | 0 | 0 | 2024-12-01 | BH Colorado Electric Oper Co | Regulated Electric (122) | X - DNU - RETIRED LINE | X - DNU - RETIRED LINE | 135500 | Wood 1 Pole 60': 7911016000 | 9974958 | WOOD 1 POLE 60' | 1960-07-01 | 1960-07-01 | CPR Conversion
0 | 0 | 0 | 0 | 2024-12-01 | BH Colorado Electric Oper Co | Regulated Electric (122) | X - DNU - RETIRED LINE | X - DNU - RETIRED LINE | 135500 | Wood 1 Pole 60': 7911016000 | 9974959 | WOOD 1 POLE 60' | 1936-07-01 | 1936-07-01 | CPR Conversion
0 | 0 | 0 | 0 | 2024-12-01 | BH Colorado Electric Oper Co | Regulated Electric (122) | X - DNU - RETIRED LINE | X - DNU - RETIRED LINE | 135500 | Wood 1 Pole 60': 7911016000 | 9975096 | WOOD 1 POLE 60' | 1963-07-01 | 1963-07-01 | CPR Conversion
0 | 0 | 0 | 0 | 2024-12-01 | BH Colorado Electric Oper Co | Regulated Electric (122) | X - DNU - RETIRED LINE | X - DNU - RETIRED LINE | 135500 | Wood 1 Pole 60': 7911016000 | 9974490 | WOOD 1 POLE 60' | 1966-07-01 | 1966-07-01 | CPR Conversion
0 | 0 | 0 | 0 | 2024-12-01 | BH Colorado Electric Oper Co | Regulated Electric (122) | X - DNU - RETIRED LINE | X - DNU - RETIRED LINE | 135500 | Wood 1 Pole 60': 7911016000 | 9974849 | WOOD 1 POLE 60' | 1977-07-01 | 1977-07-01 | CPR Conversion
0 | 0 | 0 | 0 | 2024-12-01 | BH Colorado Electric Oper Co | Regulated Electric (122) | X - DNU - RETIRED LINE | X - DNU - RETIRED LINE | 135500 | Wood 1 Pole 60': 7911016000 | 9975093 | WOOD 1 POLE 60' | 1976-07-01 | 1976-07-01 | CPR Conversion
0 | 0 | 0 | 0 | 2024-12-01 | BH Colorado Electric Oper Co | Regulated Electric (122) | X - DNU - RETIRED LINE | X - DNU - RETIRED LINE | 135500 | Wood 1 Pole 60': 7911016000 | 9975099 | WOOD 1 POLE 60' | 1958-07-01 | 1958-07-01 | CPR Conversion
0 | 0 | 0 | 0 | 2024-12-01 | BH Colorado Electric Oper Co | Regulated Electric (122) | X - DNU - RETIRED LINE | X - DNU - RETIRED LINE | 135500 | Wood 1 Pole 60': 7911016000 | 9974956 | WOOD 1 POLE 60' | 1973-07-01 | 1973-07-01 | CPR Conversion
0 | 0 | 0 | 0 | 2024-12-01 | BH Colorado Electric Oper Co | Regulated Electric (122) | X - DNU - RETIRED LINE | X - DNU - RETIRED LINE | 135500 | Wood 1 Pole 60': 7911016000 | 9974848 | WOOD 1 POLE 60' | 1979-07-01 | 1979-07-01 | CPR Conversion
0 | 0 | 0 | 0 | 2024-12-01 | BH Colorado Electric Oper Co | Regulated Electric (122) | X - DNU - RETIRED LINE | X - DNU - RETIRED LINE | 135500 | Wood 1 Pole 60': 7911016000 | 9974855 | WOOD 1 POLE 60' | 1954-07-01 | 1954-07-01 | CPR Conversion
0 | 0 | 0 | 0 | 2024-12-01 | BH Colorado Electric Oper Co | Regulated Electric (122) | X - DNU - RETIRED LINE | X - DNU - RETIRED LINE | 135500 | Wood 1 Pole 60': 7911016000 | 9724184 | WOOD 1 POLE 60' | 1986-07-01 | 1986-07-01 | CPR Conversion
0 | 0 | 0 | 0 | 2024-12-01 | BH Colorado Electric Oper Co | Regulated Electric (122) | X - DNU - RETIRED LINE | X - DNU - RETIRED LINE | 135500 | Wood 1 Pole 60': 7911016000 | 9974850 | WOOD 1 POLE 60' | 1971-07-01 | 1971-07-01 | CPR Conversion
0 | 0 | 0 | 0 | 2024-12-01 | BH Colorado Electric Oper Co | Regulated Electric (122) | X - DNU - RETIRED LINE | X - DNU - RETIRED LINE | 135500 | Wood 1 Pole 60': 7911016000 | 9974857 | WOOD 1 POLE 60' | 1937-07-01 | 1937-07-01 | CPR Conversion
0 | 0 | 0 | 0 | 2024-12-01 | BH Colorado Electric Oper Co | Regulated Electric (122) | X - DNU - RETIRED LINE | X - DNU - RETIRED LINE | 135500 | Wood 1 Pole 60': 7911016000 | 9974914 | WOOD 1 POLE 60' | 1980-07-01 | 1980-07-01 | CPR Conversion
0 | 0 | 0 | 0 | 2024-12-01 | BH Colorado Electric Oper Co | Regulated Electric (122) | X - DNU - RETIRED LINE | X - DNU - RETIRED LINE | 135500 | Wood 1 Pole 60': 7911016000 | 9974854 | WOOD 1 POLE 60' | 1964-07-01 | 1964-07-01 | CPR Conversion
0 | 0 | 0 | 0 | 2024-12-01 | BH Colorado Electric Oper Co | Regulated Electric (122) | X - DNU - RETIRED LINE | X - DNU - RETIRED LINE | 135500 | Wood 1 Pole 60': 7911016000 | 9724194 | WOOD 1 POLE 60' | 1958-07-01 | 1958-07-01 | CPR Conversion
0 | 0 | 0 | 0 | 2024-12-01 | BH Colorado Electric Oper Co | Regulated Electric (122) | X - DNU - RETIRED LINE | X - DNU - RETIRED LINE | 135500 | Wood 1 Pole 60': 7911016000 | 9975009 | WOOD 1 POLE 60' | 1962-07-01 | 1962-07-01 | CPR Conversion
0 | 0 | 0 | 0 | 2024-12-01 | BH Colorado Electric Oper Co | Regulated Electric (122) | X - DNU - RETIRED LINE | X - DNU - RETIRED LINE | 135500 | Wood 1 Pole 60': 7911016000 | 9975008 | WOOD 1 POLE 60' | 1974-07-01 | 1974-07-01 | CPR Conversion
0 | 0 | 0 | 0 | 2024-12-01 | BH Colorado Electric Oper Co | Regulated Electric (122) | X - DNU - RETIRED LINE | X - DNU - RETIRED LINE | 135500 | Wood 1 Pole 60': 7911016000 | 9728067 | WOOD 1 POLE 60' | 1948-07-01 | 1948-07-01 | CPR Conversion
0 | 0 | 0 | 0 | 2024-12-01 | BH Colorado Electric Oper Co | Regulated Electric (122) | X - DNU - RETIRED LINE | X - DNU - RETIRED LINE | 135500 | Wood 1 Pole 60': 7911016000 | 9706646 | WOOD 1 POLE 60' | 1960-07-01 | 1960-07-01 | CPR Conversion
0 | 0 | 0 | 0 | 2024-12-01 | BH Colorado Electric Oper Co | Regulated Electric (122) | X - DNU - RETIRED LINE | X - DNU - RETIRED LINE | 135500 | Wood 1 Pole 60': 7911016000 | 9724156 | WOOD 1 POLE 60' | 1968-07-01 | 1968-07-01 | CPR Conversion
0 | 0 | 0 | 0 | 2024-12-01 | BH Colorado Electric Oper Co | Regulated Electric (122) | X - DNU - RETIRED LINE | X - DNU - RETIRED LINE | 135500 | Wood 1 Pole 60': 7911016000 | 9974487 | WOOD 1 POLE 60' | 1978-07-01 | 1978-07-01 | CPR Conversion
0 | 0 | 0 | 0 | 2024-12-01 | BH Colorado Electric Oper Co | Regulated Electric (122) | X - DNU - RETIRED LINE | X - DNU - RETIRED LINE | 135500 | Wood 1 Pole 60': 7911016000 | 9975092 | WOOD 1 POLE 60' | 1977-07-01 | 1977-07-01 | CPR Conversion
0 | 0 | 0 | 0 | 2024-12-01 | BH Colorado Electric Oper Co | Regulated Electric (122) | X - DNU - RETIRED LINE | X - DNU - RETIRED LINE | 135500 | Wood 1 Pole 60': 7911016000 | 9728068 | WOOD 1 POLE 60' | 1968-07-01 | 1968-07-01 | CPR Conversion
0 | 0 | 0 | 0 | 2024-12-01 | BH Colorado Electric Oper Co | Regulated Electric (122) | X - DNU - RETIRED LINE | X - DNU - RETIRED LINE | 135500 | Wood 1 Pole 60': 7911016000 | 9975091 | WOOD 1 POLE 60' | 1990-07-01 | 1990-07-01 | CPR Conversion
0 | 0 | 0 | 0 | 2024-12-01 | BH Colorado Electric Oper Co | Regulated Electric (122) | X - DNU - RETIRED LINE | X - DNU - RETIRED LINE | 135500 | Wood 1 Pole 60': 7911016000 | 9975097 | WOOD 1 POLE 60' | 1962-07-01 | 1962-07-01 | CPR Conversion
0 | 0 | 0 | 0 | 2024-12-01 | BH Colorado Electric Oper Co | Regulated Electric (122) | X - DNU - RETIRED LINE | X - DNU - RETIRED LINE | 135500 | Wood 1 Pole 60': 7911016000 | 9975098 | WOOD 1 POLE 60' | 1960-07-01 | 1960-07-01 | CPR Conversion
0 | 0 | 0 | 0 | 2024-12-01 | BH Colorado Electric Oper Co | Regulated Electric (122) | X - DNU - RETIRED LINE | X - DNU - RETIRED LINE | 135500 | Wood 1 Pole 60': 7911016000 | 9975094 | WOOD 1 POLE 60' | 1972-07-01 | 1972-07-01 | CPR Conversion
0 | 0 | 0 | 0 | 2024-12-01 | BH Colorado Electric Oper Co | Regulated Electric (122) | X - DNU - RETIRED LINE | X - DNU - RETIRED LINE | 135500 | Wood 1 Pole 60': 7911016000 | 9974491 | WOOD 1 POLE 60' | 1965-07-01 | 1965-07-01 | CPR Conversion
0 | 0 | 0 | 0 | 2024-12-01 | BH Colorado Electric Oper Co | Regulated Electric (122) | X - DNU - RETIRED LINE | X - DNU - RETIRED LINE | 135500 | Wood 1 Pole 60': 7911016000 | 9974492 | WOOD 1 POLE 60' | 1964-07-01 | 1964-07-01 | CPR Conversion
0 | 0 | 0 | 0 | 2024-12-01 | BH Colorado Electric Oper Co | Regulated Electric (122) | X - DNU - RETIRED LINE | X - DNU - RETIRED LINE | 135500 | Wood 1 Pole 60': 7911016000 | 9974852 | WOOD 1 POLE 60' | 1966-07-01 | 1966-07-01 | CPR Conversion
0 | 0 | 0 | 0 | 2024-12-01 | BH Colorado Electric Oper Co | Regulated Electric (122) | X - DNU - RETIRED LINE | X - DNU - RETIRED LINE | 135500 | Wood 1 Pole 60': 7911016000 | 9974957 | WOOD 1 POLE 60' | 1962-07-01 | 1962-07-01 | CPR Conversion
0 | 0 | 0 | 0 | 2024-12-01 | BH Colorado Electric Oper Co | Regulated Electric (122) | X - DNU - RETIRED LINE | X - DNU - RETIRED LINE | 135500 | Wood 1 Pole 60': 7911016000 | 9693336 | WOOD 1 POLE 60' | 1963-07-01 | 1963-07-01 | CPR Conversion
0 | 0 | 0 | 0 | 2024-12-01 | BH Colorado Electric Oper Co | Regulated Electric (122) | X - DNU - RETIRED LINE | X - DNU - RETIRED LINE | 135500 | Wood 1 Pole 60': 7911016000 | 9974489 | WOOD 1 POLE 60' | 1967-07-01 | 1967-07-01 | CPR Conversion
0 | 0 | 0 | 0 | 2024-12-01 | BH Colorado Electric Oper Co | Regulated Electric (122) | X - DNU - RETIRED LINE | X - DNU - RETIRED LINE | 135500 | Wood 1 Pole 60': 7911016000 | 9974486 | WOOD 1 POLE 60' | 1986-07-01 | 1986-07-01 | CPR Conversion
0 | 0 | 0 | 0 | 2024-12-01 | BH Colorado Electric Oper Co | Regulated Electric (122) | X - DNU - RETIRED LINE | X - DNU - RETIRED LINE | 135500 | Wood 1 Pole 60': 7911016000 | 9974851 | WOOD 1 POLE 60' | 1967-07-01 | 1967-07-01 | CPR Conversion
0 | 0 | 0 | 0 | 2024-12-01 | BH Colorado Electric Oper Co | Regulated Electric (122) | X - DNU - RETIRED LINE | X - DNU - RETIRED LINE | 135500 | Wood 1 Pole 60': 7911016000 | 9974856 | WOOD 1 POLE 60' | 1950-07-01 | 1950-07-01 | CPR Conversion
0 | 0 | 0 | 0 | 2024-12-01 | BH Colorado Electric Oper Co | Regulated Electric (122) | X - DNU - RETIRED LINE | X - DNU - RETIRED LINE | 135500 | Wood 1 Pole 65': 7911016500 | 9706651 | WOOD 1 POLE 65' | 1968-07-01 | 1968-07-01 | CPR Conversion
0 | 0 | 0 | 0 | 2024-12-01 | BH Colorado Electric Oper Co | Regulated Electric (122) | X - DNU - RETIRED LINE | X - DNU - RETIRED LINE | 135500 | Wood 1 Pole 65': 7911016500 | 9975002 | WOOD 1 POLE 65' | 1967-07-01 | 1967-07-01 | CPR Conversion
0 | 0 | 0 | 0 | 2024-12-01 | BH Colorado Electric Oper Co | Regulated Electric (122) | X - DNU - RETIRED LINE | X - DNU - RETIRED LINE | 135500 | Wood 1 Pole 65': 7911016500 | 9975004 | WOOD 1 POLE 65' | 1962-07-01 | 1962-07-01 | CPR Conversion
0 | 0 | 0 | 0 | 2024-12-01 | BH Colorado Electric Oper Co | Regulated Electric (122) | X - DNU - RETIRED LINE | X - DNU - RETIRED LINE | 135500 | Wood 1 Pole 65': 7911016500 | 9974955 | WOOD 1 POLE 65' | 1962-07-01 | 1962-07-01 | CPR Conversion
0 | 0 | 0 | 0 | 2024-12-01 | BH Colorado Electric Oper Co | Regulated Electric (122) | X - DNU - RETIRED LINE | X - DNU - RETIRED LINE | 135500 | Wood 1 Pole 65': 7911016500 | 9975090 | WOOD 1 POLE 65' | 1958-07-01 | 1958-07-01 | CPR Conversion
0 | 0 | 0 | 0 | 2024-12-01 | BH Colorado Electric Oper Co | Regulated Electric (122) | X - DNU - RETIRED LINE | X - DNU - RETIRED LINE | 135500 | Wood 1 Pole 65': 7911016500 | 9693334 | WOOD 1 POLE 65' | 1977-07-01 | 1977-07-01 | CPR Conversion
0 | 0 | 0 | 0 | 2024-12-01 | BH Colorado Electric Oper Co | Regulated Electric (122) | X - DNU - RETIRED LINE | X - DNU - RETIRED LINE | 135500 | Wood 1 Pole 65': 7911016500 | 9975001 | WOOD 1 POLE 65' | 1974-07-01 | 1974-07-01 | CPR Conversion
0 | 0 | 0 | 0 | 2024-12-01 | BH Colorado Electric Oper Co | Regulated Electric (122) | X - DNU - RETIRED LINE | X - DNU - RETIRED LINE | 135500 | Wood 1 Pole 65': 7911016500 | 9975006 | WOOD 1 POLE 65' | 1960-07-01 | 1960-07-01 | CPR Conversion
0 | 0 | 0 | 0 | 2024-12-01 | BH Colorado Electric Oper Co | Regulated Electric (122) | X - DNU - RETIRED LINE | X - DNU - RETIRED LINE | 135500 | Wood 1 Pole 65': 7911016500 | 9697426 | WOOD 1 POLE 65' | 1983-07-01 | 1983-07-01 | CPR Conversion
0 | 0 | 0 | 0 | 2024-12-01 | BH Colorado Electric Oper Co | Regulated Electric (122) | X - DNU - RETIRED LINE | X - DNU - RETIRED LINE | 135500 | Wood 1 Pole 65': 7911016500 | 9728066 | WOOD 1 POLE 65' | 1980-07-01 | 1980-07-01 | CPR Conversion
0 | 0 | 0 | 0 | 2024-12-01 | BH Colorado Electric Oper Co | Regulated Electric (122) | X - DNU - RETIRED LINE | X - DNU - RETIRED LINE | 135500 | Wood 1 Pole 65': 7911016500 | 9975000 | WOOD 1 POLE 65' | 1977-07-01 | 1977-07-01 | CPR Conversion
0 | 0 | 0 | 0 | 2024-12-01 | BH Colorado Electric Oper Co | Regulated Electric (122) | X - DNU - RETIRED LINE | X - DNU - RETIRED LINE | 135500 | Wood 1 Pole 65': 7911016500 | 9975005 | WOOD 1 POLE 65' | 1961-07-01 | 1961-07-01 | CPR Conversion
0 | 0 | 0 | 0 | 2024-12-01 | BH Colorado Electric Oper Co | Regulated Electric (122) | X - DNU - RETIRED LINE | X - DNU - RETIRED LINE | 135500 | Wood 1 Pole 65': 7911016500 | 9724205 | WOOD 1 POLE 65' | 1960-07-01 | 1960-07-01 | CPR Conversion
0 | 0 | 0 | 0 | 2024-12-01 | BH Colorado Electric Oper Co | Regulated Electric (122) | X - DNU - RETIRED LINE | X - DNU - RETIRED LINE | 135500 | Wood 1 Pole 65': 7911016500 | 9975085 | WOOD 1 POLE 65' | 1974-07-01 | 1974-07-01 | CPR Conversion
0 | 0 | 0 | 0 | 2024-12-01 | BH Colorado Electric Oper Co | Regulated Electric (122) | X - DNU - RETIRED LINE | X - DNU - RETIRED LINE | 135500 | Wood 1 Pole 65': 7911016500 | 9693330 | WOOD 1 POLE 65' | 1937-07-01 | 1937-07-01 | CPR Conversion
0 | 0 | 0 | 0 | 2024-12-01 | BH Colorado Electric Oper Co | Regulated Electric (122) | X - DNU - RETIRED LINE | X - DNU - RETIRED LINE | 135500 | Wood 1 Pole 65': 7911016500 | 9974480 | WOOD 1 POLE 65' | 1992-07-01 | 1992-07-01 | CPR Conversion
0 | 0 | 0 | 0 | 2024-12-01 | BH Colorado Electric Oper Co | Regulated Electric (122) | X - DNU - RETIRED LINE | X - DNU - RETIRED LINE | 135500 | Wood 1 Pole 65': 7911016500 | 9974482 | WOOD 1 POLE 65' | 1968-07-01 | 1968-07-01 | CPR Conversion
0 | 0 | 0 | 0 | 2024-12-01 | BH Colorado Electric Oper Co | Regulated Electric (122) | X - DNU - RETIRED LINE | X - DNU - RETIRED LINE | 135500 | Wood 1 Pole 65': 7911016500 | 9975084 | WOOD 1 POLE 65' | 1977-07-01 | 1977-07-01 | CPR Conversion
0 | 0 | 0 | 0 | 2024-12-01 | BH Colorado Electric Oper Co | Regulated Electric (122) | X - DNU - RETIRED LINE | X - DNU - RETIRED LINE | 135500 | Wood 1 Pole 65': 7911016500 | 9974844 | WOOD 1 POLE 65' | 1973-07-01 | 1973-07-01 | CPR Conversion
0 | 0 | 0 | 0 | 2024-12-01 | BH Colorado Electric Oper Co | Regulated Electric (122) | X - DNU - RETIRED LINE | X - DNU - RETIRED LINE | 135500 | Wood 1 Pole 65': 7911016500 | 9974847 | WOOD 1 POLE 65' | 1954-07-01 | 1954-07-01 | CPR Conversion
0 | 0 | 0 | 0 | 2024-12-01 | BH Colorado Electric Oper Co | Regulated Electric (122) | X - DNU - RETIRED LINE | X - DNU - RETIRED LINE | 135500 | Wood 1 Pole 65': 7911016500 | 9974846 | WOOD 1 POLE 65' | 1963-07-01 | 1963-07-01 | CPR Conversion
0 | 0 | 0 | 0 | 2024-12-01 | BH Colorado Electric Oper Co | Regulated Electric (122) | X - DNU - RETIRED LINE | X - DNU - RETIRED LINE | 135500 | Wood 1 Pole 65': 7911016500 | 9975083 | WOOD 1 POLE 65' | 1988-07-01 | 1988-07-01 | CPR Conversion
0 | 0 | 0 | 0 | 2024-12-01 | BH Colorado Electric Oper Co | Regulated Electric (122) | X - DNU - RETIRED LINE | X - DNU - RETIRED LINE | 135500 | Wood 1 Pole 65': 7911016500 | 9974843 | WOOD 1 POLE 65' | 1976-07-01 | 1976-07-01 | CPR Conversion
0 | 0 | 0 | 0 | 2024-12-01 | BH Colorado Electric Oper Co | Regulated Electric (122) | X - DNU - RETIRED LINE | X - DNU - RETIRED LINE | 135500 | Wood 1 Pole 65': 7911016500 | 9974483 | WOOD 1 POLE 65' | 1967-07-01 | 1967-07-01 | CPR Conversion
0 | 0 | 0 | 0 | 2024-12-01 | BH Colorado Electric Oper Co | Regulated Electric (122) | X - DNU - RETIRED LINE | X - DNU - RETIRED LINE | 135500 | Wood 1 Pole 65': 7911016500 | 9693339 | WOOD 1 POLE 65' | 1969-07-01 | 1969-07-01 | CPR Conversion
0 | 0 | 0 | 0 | 2024-12-01 | BH Colorado Electric Oper Co | Regulated Electric (122) | X - DNU - RETIRED LINE | X - DNU - RETIRED LINE | 135500 | Wood 1 Pole 65': 7911016500 | 9975065 | WOOD 1 POLE 65' | 1993-07-01 | 1993-07-01 | CPR Conversion
0 | 0 | 0 | 0 | 2024-12-01 | BH Colorado Electric Oper Co | Regulated Electric (122) | X - DNU - RETIRED LINE | X - DNU - RETIRED LINE | 135500 | Wood 1 Pole 65': 7911016500 | 9975003 | WOOD 1 POLE 65' | 1963-07-01 | 1963-07-01 | CPR Conversion
0 | 0 | 0 | 0 | 2024-12-01 | BH Colorado Electric Oper Co | Regulated Electric (122) | X - DNU - RETIRED LINE | X - DNU - RETIRED LINE | 135500 | Wood 1 Pole 65': 7911016500 | 9975086 | WOOD 1 POLE 65' | 1971-07-01 | 1971-07-01 | CPR Conversion
0 | 0 | 0 | 0 | 2024-12-01 | BH Colorado Electric Oper Co | Regulated Electric (122) | X - DNU - RETIRED LINE | X - DNU - RETIRED LINE | 135500 | Wood 1 Pole 65': 7911016500 | 9975088 | WOOD 1 POLE 65' | 1967-07-01 | 1967-07-01 | CPR Conversion
0 | 0 | 0 | 0 | 2024-12-01 | BH Colorado Electric Oper Co | Regulated Electric (122) | X - DNU - RETIRED LINE | X - DNU - RETIRED LINE | 135500 | Wood 1 Pole 65': 7911016500 | 9974481 | WOOD 1 POLE 65' | 1978-07-01 | 1978-07-01 | CPR Conversion
0 | 0 | 0 | 0 | 2024-12-01 | BH Colorado Electric Oper Co | Regulated Electric (122) | X - DNU - RETIRED LINE | X - DNU - RETIRED LINE | 135500 | Wood 1 Pole 65': 7911016500 | 9975089 | WOOD 1 POLE 65' | 1966-07-01 | 1966-07-01 | CPR Conversion
0 | 0 | 0 | 0 | 2024-12-01 | BH Colorado Electric Oper Co | Regulated Electric (122) | X - DNU - RETIRED LINE | X - DNU - RETIRED LINE | 135500 | Wood 1 Pole 65': 7911016500 | 9974842 | WOOD 1 POLE 65' | 1979-07-01 | 1979-07-01 | CPR Conversion
0 | 0 | 0 | 0 | 2024-12-01 | BH Colorado Electric Oper Co | Regulated Electric (122) | X - DNU - RETIRED LINE | X - DNU - RETIRED LINE | 135500 | Wood 1 Pole 65': 7911016500 | 9975087 | WOOD 1 POLE 65' | 1968-07-01 | 1968-07-01 | CPR Conversion
0 | 0 | 0 | 0 | 2024-12-01 | BH Colorado Electric Oper Co | Regulated Electric (122) | X - DNU - RETIRED LINE | X - DNU - RETIRED LINE | 135500 | Wood 1 Pole 65': 7911016500 | 9974484 | WOOD 1 POLE 65' | 1965-07-01 | 1965-07-01 | CPR Conversion
0 | 0 | 0 | 0 | 2024-12-01 | BH Colorado Electric Oper Co | Regulated Electric (122) | X - DNU - RETIRED LINE | X - DNU - RETIRED LINE | 135500 | Wood 1 Pole 65': 7911016500 | 9974845 | WOOD 1 POLE 65' | 1965-07-01 | 1965-07-01 | CPR Conversion
0 | 0 | 0 | 0 | 2024-12-01 | BH Colorado Electric Oper Co | Regulated Electric (122) | X - DNU - RETIRED LINE | X - DNU - RETIRED LINE | 135500 | Wood 1 Pole 70': 7911017000 | 9974994 | WOOD 1 POLE 70' | 1968-07-01 | 1968-07-01 | CPR Conversion
0 | 0 | 0 | 0 | 2024-12-01 | BH Colorado Electric Oper Co | Regulated Electric (122) | X - DNU - RETIRED LINE | X - DNU - RETIRED LINE | 135500 | Wood 1 Pole 70': 7911017000 | 9974840 | WOOD 1 POLE 70' | 1954-07-01 | 1954-07-01 | CPR Conversion
0 | 0 | 0 | 0 | 2024-12-01 | BH Colorado Electric Oper Co | Regulated Electric (122) | X - DNU - RETIRED LINE | X - DNU - RETIRED LINE | 135500 | Wood 1 Pole 70': 7911017000 | 9975079 | WOOD 1 POLE 70' | 1977-07-01 | 1977-07-01 | CPR Conversion
0 | 0 | 0 | 0 | 2024-12-01 | BH Colorado Electric Oper Co | Regulated Electric (122) | X - DNU - RETIRED LINE | X - DNU - RETIRED LINE | 135500 | Wood 1 Pole 70': 7911017000 | 9974479 | WOOD 1 POLE 70' | 1967-07-01 | 1967-07-01 | CPR Conversion
0 | 0 | 0 | 0 | 2024-12-01 | BH Colorado Electric Oper Co | Regulated Electric (122) | X - DNU - RETIRED LINE | X - DNU - RETIRED LINE | 135500 | Wood 1 Pole 70': 7911017000 | 9724183 | WOOD 1 POLE 70' | 1972-07-01 | 1972-07-01 | CPR Conversion
0 | 0 | 0 | 0 | 2024-12-01 | BH Colorado Electric Oper Co | Regulated Electric (122) | X - DNU - RETIRED LINE | X - DNU - RETIRED LINE | 135500 | Wood 1 Pole 70': 7911017000 | 9974997 | WOOD 1 POLE 70' | 1961-07-01 | 1961-07-01 | CPR Conversion
0 | 0 | 0 | 0 | 2024-12-01 | BH Colorado Electric Oper Co | Regulated Electric (122) | X - DNU - RETIRED LINE | X - DNU - RETIRED LINE | 135500 | Wood 1 Pole 70': 7911017000 | 9974996 | WOOD 1 POLE 70' | 1962-07-01 | 1962-07-01 | CPR Conversion
0 | 0 | 0 | 0 | 2024-12-01 | BH Colorado Electric Oper Co | Regulated Electric (122) | X - DNU - RETIRED LINE | X - DNU - RETIRED LINE | 135500 | Wood 1 Pole 70': 7911017000 | 9974999 | WOOD 1 POLE 70' | 1956-07-01 | 1956-07-01 | CPR Conversion
0 | 0 | 0 | 0 | 2024-12-01 | BH Colorado Electric Oper Co | Regulated Electric (122) | X - DNU - RETIRED LINE | X - DNU - RETIRED LINE | 135500 | Wood 1 Pole 70': 7911017000 | 9975082 | WOOD 1 POLE 70' | 1958-07-01 | 1958-07-01 | CPR Conversion
0 | 0 | 0 | 0 | 2024-12-01 | BH Colorado Electric Oper Co | Regulated Electric (122) | X - DNU - RETIRED LINE | X - DNU - RETIRED LINE | 135500 | Wood 1 Pole 70': 7911017000 | 9974839 | WOOD 1 POLE 70' | 1960-07-01 | 1960-07-01 | CPR Conversion
0 | 0 | 0 | 0 | 2024-12-01 | BH Colorado Electric Oper Co | Regulated Electric (122) | X - DNU - RETIRED LINE | X - DNU - RETIRED LINE | 135500 | Wood 1 Pole 70': 7911017000 | 9974841 | WOOD 1 POLE 70' | 1937-07-01 | 1937-07-01 | CPR Conversion
0 | 0 | 0 | 0 | 2024-12-01 | BH Colorado Electric Oper Co | Regulated Electric (122) | X - DNU - RETIRED LINE | X - DNU - RETIRED LINE | 135500 | Wood 1 Pole 70': 7911017000 | 9974921 | WOOD 1 POLE 70' | 1992-07-01 | 1992-07-01 | CPR Conversion
0 | 0 | 0 | 0 | 2024-12-01 | BH Colorado Electric Oper Co | Regulated Electric (122) | X - DNU - RETIRED LINE | X - DNU - RETIRED LINE | 135500 | Wood 1 Pole 70': 7911017000 | 9974924 | WOOD 1 POLE 70' | 1973-07-01 | 1973-07-01 | CPR Conversion
0 | 0 | 0 | 0 | 2024-12-01 | BH Colorado Electric Oper Co | Regulated Electric (122) | X - DNU - RETIRED LINE | X - DNU - RETIRED LINE | 135500 | Wood 1 Pole 70': 7911017000 | 9974922 | WOOD 1 POLE 70' | 1977-07-01 | 1977-07-01 | CPR Conversion
0 | 0 | 0 | 0 | 2024-12-01 | BH Colorado Electric Oper Co | Regulated Electric (122) | X - DNU - RETIRED LINE | X - DNU - RETIRED LINE | 135500 | Wood 1 Pole 70': 7911017000 | 9974998 | WOOD 1 POLE 70' | 1960-07-01 | 1960-07-01 | CPR Conversion
0 | 0 | 0 | 0 | 2024-12-01 | BH Colorado Electric Oper Co | Regulated Electric (122) | X - DNU - RETIRED LINE | X - DNU - RETIRED LINE | 135500 | Wood 1 Pole 70': 7911017000 | 9701181 | WOOD 1 POLE 70' | 1965-07-01 | 1965-07-01 | CPR Conversion
0 | 0 | 0 | 0 | 2024-12-01 | BH Colorado Electric Oper Co | Regulated Electric (122) | X - DNU - RETIRED LINE | X - DNU - RETIRED LINE | 135500 | Wood 1 Pole 70': 7911017000 | 9974478 | WOOD 1 POLE 70' | 1986-07-01 | 1986-07-01 | CPR Conversion
0 | 0 | 0 | 0 | 2024-12-01 | BH Colorado Electric Oper Co | Regulated Electric (122) | X - DNU - RETIRED LINE | X - DNU - RETIRED LINE | 135500 | Wood 1 Pole 70': 7911017000 | 9975081 | WOOD 1 POLE 70' | 1966-07-01 | 1966-07-01 | CPR Conversion
0 | 0 | 0 | 0 | 2024-12-01 | BH Colorado Electric Oper Co | Regulated Electric (122) | X - DNU - RETIRED LINE | X - DNU - RETIRED LINE | 135500 | Wood 1 Pole 70': 7911017000 | 9697438 | WOOD 1 POLE 70' | 1978-07-01 | 1978-07-01 | CPR Conversion
0 | 0 | 0 | 0 | 2024-12-01 | BH Colorado Electric Oper Co | Regulated Electric (122) | X - DNU - RETIRED LINE | X - DNU - RETIRED LINE | 135500 | Wood 1 Pole 70': 7911017000 | 9724155 | WOOD 1 POLE 70' | 1992-07-01 | 1992-07-01 | CPR Conversion
0 | 0 | 0 | 0 | 2024-12-01 | BH Colorado Electric Oper Co | Regulated Electric (122) | X - DNU - RETIRED LINE | X - DNU - RETIRED LINE | 135500 | Wood 1 Pole 70': 7911017000 | 9975080 | WOOD 1 POLE 70' | 1975-07-01 | 1975-07-01 | CPR Conversion
0 | 0 | 0 | 0 | 2024-12-01 | BH Colorado Electric Oper Co | Regulated Electric (122) | X - DNU - RETIRED LINE | X - DNU - RETIRED LINE | 135500 | Wood 1 Pole 70': 7911017000 | 9974836 | WOOD 1 POLE 70' | 1969-07-01 | 1969-07-01 | CPR Conversion
0 | 0 | 0 | 0 | 2024-12-01 | BH Colorado Electric Oper Co | Regulated Electric (122) | X - DNU - RETIRED LINE | X - DNU - RETIRED LINE | 135500 | Wood 1 Pole 70': 7911017000 | 9974837 | WOOD 1 POLE 70' | 1965-07-01 | 1965-07-01 | CPR Conversion
0 | 0 | 0 | 0 | 2024-12-01 | BH Colorado Electric Oper Co | Regulated Electric (122) | X - DNU - RETIRED LINE | X - DNU - RETIRED LINE | 135500 | Wood 1 Pole 70': 7911017000 | 9974838 | WOOD 1 POLE 70' | 1962-07-01 | 1962-07-01 | CPR Conversion
0 | 0 | 0 | 0 | 2024-12-01 | BH Colorado Electric Oper Co | Regulated Electric (122) | X - DNU - RETIRED LINE | X - DNU - RETIRED LINE | 135500 | Wood 1 Pole 70': 7911017000 | 9974923 | WOOD 1 POLE 70' | 1976-07-01 | 1976-07-01 | CPR Conversion
0 | 0 | 0 | 0 | 2024-12-01 | BH Colorado Electric Oper Co | Regulated Electric (122) | X - DNU - RETIRED LINE | X - DNU - RETIRED LINE | 135500 | Wood 1 Pole 70': 7911017000 | 9974954 | WOOD 1 POLE 70' | 1977-07-01 | 1977-07-01 | CPR Conversion
0 | 0 | 0 | 0 | 2024-12-01 | BH Colorado Electric Oper Co | Regulated Electric (122) | X - DNU - RETIRED LINE | X - DNU - RETIRED LINE | 135500 | Wood 1 Pole 70': 7911017000 | 9974995 | WOOD 1 POLE 70' | 1963-07-01 | 1963-07-01 | CPR Conversion
0 | 0 | 0 | 0 | 2024-12-01 | BH Colorado Electric Oper Co | Regulated Electric (122) | X - DNU - RETIRED LINE | X - DNU - RETIRED LINE | 135500 | Wood 1 Pole 75': 7911017500 | 9724197 | WOOD 1 POLE 75' | 1968-07-01 | 1968-07-01 | CPR Conversion
0 | 0 | 0 | 0 | 2024-12-01 | BH Colorado Electric Oper Co | Regulated Electric (122) | X - DNU - RETIRED LINE | X - DNU - RETIRED LINE | 135500 | Wood 1 Pole 75': 7911017500 | 9974919 | WOOD 1 POLE 75' | 1956-07-01 | 1956-07-01 | CPR Conversion
0 | 0 | 0 | 0 | 2024-12-01 | BH Colorado Electric Oper Co | Regulated Electric (122) | X - DNU - RETIRED LINE | X - DNU - RETIRED LINE | 135500 | Wood 1 Pole 75': 7911017500 | 9974920 | WOOD 1 POLE 75' | 1937-07-01 | 1937-07-01 | CPR Conversion
0 | 0 | 0 | 0 | 2024-12-01 | BH Colorado Electric Oper Co | Regulated Electric (122) | X - DNU - RETIRED LINE | X - DNU - RETIRED LINE | 135500 | Wood 1 Pole 75': 7911017500 | 9974476 | WOOD 1 POLE 75' | 1967-07-01 | 1967-07-01 | CPR Conversion
0 | 0 | 0 | 0 | 2024-12-01 | BH Colorado Electric Oper Co | Regulated Electric (122) | X - DNU - RETIRED LINE | X - DNU - RETIRED LINE | 135500 | Wood 1 Pole 75': 7911017500 | 9974474 | WOOD 1 POLE 75' | 1979-07-01 | 1979-07-01 | CPR Conversion
0 | 0 | 0 | 0 | 2024-12-01 | BH Colorado Electric Oper Co | Regulated Electric (122) | X - DNU - RETIRED LINE | X - DNU - RETIRED LINE | 135500 | Wood 1 Pole 75': 7911017500 | 9974917 | WOOD 1 POLE 75' | 1977-07-01 | 1977-07-01 | CPR Conversion
0 | 0 | 0 | 0 | 2024-12-01 | BH Colorado Electric Oper Co | Regulated Electric (122) | X - DNU - RETIRED LINE | X - DNU - RETIRED LINE | 135500 | Wood 1 Pole 75': 7911017500 | 9974918 | WOOD 1 POLE 75' | 1963-07-01 | 1963-07-01 | CPR Conversion
0 | 0 | 0 | 0 | 2024-12-01 | BH Colorado Electric Oper Co | Regulated Electric (122) | X - DNU - RETIRED LINE | X - DNU - RETIRED LINE | 135500 | Wood 1 Pole 75': 7911017500 | 9724204 | WOOD 1 POLE 75' | 1978-07-01 | 1978-07-01 | CPR Conversion
0 | 0 | 0 | 0 | 2024-12-01 | BH Colorado Electric Oper Co | Regulated Electric (122) | X - DNU - RETIRED LINE | X - DNU - RETIRED LINE | 135500 | Wood 1 Pole 75': 7911017500 | 9974477 | WOOD 1 POLE 75' | 1965-07-01 | 1965-07-01 | CPR Conversion
0 | 0 | 0 | 0 | 2024-12-01 | BH Colorado Electric Oper Co | Regulated Electric (122) | X - DNU - RETIRED LINE | X - DNU - RETIRED LINE | 135500 | Wood 1 Pole 75': 7911017500 | 9974993 | WOOD 1 POLE 75' | 1972-07-01 | 1972-07-01 | CPR Conversion
0 | 0 | 0 | 0 | 2024-12-01 | BH Colorado Electric Oper Co | Regulated Electric (122) | X - DNU - RETIRED LINE | X - DNU - RETIRED LINE | 135500 | Wood 1 Pole 75': 7911017500 | 9974475 | WOOD 1 POLE 75' | 1978-07-01 | 1978-07-01 | CPR Conversion
0 | 0 | 0 | 0 | 2024-12-01 | BH Colorado Electric Oper Co | Regulated Electric (122) | X - DNU - RETIRED LINE | X - DNU - RETIRED LINE | 135500 | Wood 1 Pole 80': 7911018000 | 9975078 | WOOD 1 POLE 80' | 1980-07-01 | 1980-07-01 | CPR Conversion
0 | 0 | 0 | 0 | 2024-12-01 | BH Colorado Electric Oper Co | Regulated Electric (122) | X - DNU - RETIRED LINE | X - DNU - RETIRED LINE | 135500 | Wood 1 Pole 80': 7911018000 | 9706636 | WOOD 1 POLE 80' | 1965-07-01 | 1965-07-01 | CPR Conversion
0 | 0 | 0 | 0 | 2024-12-01 | BH Colorado Electric Oper Co | Regulated Electric (122) | X - DNU - RETIRED LINE | X - DNU - RETIRED LINE | 135500 | Wood 1 Pole 80': 7911018000 | 9974916 | WOOD 1 POLE 80' | 1979-07-01 | 1979-07-01 | CPR Conversion
0 | 0 | 0 | 0 | 2024-12-01 | BH Colorado Electric Oper Co | Regulated Electric (122) | X - DNU - RETIRED LINE | X - DNU - RETIRED LINE | 135500 | Wood 1 Pole 80': 7911018000 | 9974473 | WOOD 1 POLE 80' | 1971-07-01 | 1971-07-01 | CPR Conversion
0 | 0 | 0 | 0 | 2024-12-01 | BH Colorado Electric Oper Co | Regulated Electric (122) | X - DNU - RETIRED LINE | X - DNU - RETIRED LINE | 135500 | Wood 1 Pole 80': 7911018000 | 9975077 | WOOD 1 POLE 80' | 1985-07-01 | 1985-07-01 | CPR Conversion
0 | 0 | 0 | 0 | 2024-12-01 | BH Colorado Electric Oper Co | Regulated Electric (122) | X - DNU - RETIRED LINE | X - DNU - RETIRED LINE | 135500 | Wood 1 Pole 85': 7911018500 | 9974471 | WOOD 1 POLE 85' | 1992-07-01 | 1992-07-01 | CPR Conversion
0 | 0 | 0 | 0 | 2024-12-01 | BH Colorado Electric Oper Co | Regulated Electric (122) | X - DNU - RETIRED LINE | X - DNU - RETIRED LINE | 135500 | Wood 1 Pole 85': 7911018500 | 9974472 | WOOD 1 POLE 85' | 1968-07-01 | 1968-07-01 | CPR Conversion
0 | 0 | 0 | 0 | 2024-12-01 | BH Colorado Electric Oper Co | Regulated Electric (122) | X - DNU - RETIRED LINE | X - DNU - RETIRED LINE | 135500 | Wood 1 Pole 85': 7911018500 | 9974915 | WOOD 1 POLE 85' | 1978-07-01 | 1978-07-01 | CPR Conversion
0 | 0 | 0 | 0 | 2024-12-01 | BH Colorado Electric Oper Co | Regulated Electric (122) | X - DNU - RETIRED LINE | X - DNU - RETIRED LINE | 135500 | Wood 1 Pole 85': 7911018500 | 9724190 | WOOD 1 POLE 85' | 1979-07-01 | 1979-07-01 | CPR Conversion
0 | 0 | 0 | 0 | 2024-12-01 | BH Colorado Electric Oper Co | Regulated Electric (122) | X - DNU - RETIRED LINE | X - DNU - RETIRED LINE | 135500 | Wood 1 Pole 95': 7911019500 | 9701194 | WOOD 1 POLE 95' | 1958-07-01 | 1958-07-01 | CPR Conversion
0 | 0 | 0 | 0 | 2024-12-01 | BH Colorado Electric Oper Co | Regulated Electric (122) | X - DNU - RETIRED LINE | X - DNU - RETIRED LINE | 135500 | Wood 2 Poles 110': 7911029800 | 9697435 | WOOD 2 POLES 110' | 1977-07-01 | 1977-07-01 | CPR Conversion
0 | 0 | 0 | 0 | 2024-12-01 | BH Colorado Electric Oper Co | Regulated Electric (122) | X - DNU - RETIRED LINE | X - DNU - RETIRED LINE | 135500 | Wood 2 Poles 60': 7911026000 | 9974911 | WOOD 2 POLES 60' | 1978-07-01 | 1978-07-01 | CPR Conversion
0 | 0 | 0 | 0 | 2024-12-01 | BH Colorado Electric Oper Co | Regulated Electric (122) | X - DNU - RETIRED LINE | X - DNU - RETIRED LINE | 135500 | Wood 2 Poles 60': 7911026000 | 9974913 | WOOD 2 POLES 60' | 1976-07-01 | 1976-07-01 | CPR Conversion
0 | 0 | 0 | 0 | 2024-12-01 | BH Colorado Electric Oper Co | Regulated Electric (122) | X - DNU - RETIRED LINE | X - DNU - RETIRED LINE | 135500 | Wood 2 Poles 60': 7911026000 | 9974910 | WOOD 2 POLES 60' | 1979-07-01 | 1979-07-01 | CPR Conversion
0 | 0 | 0 | 0 | 2024-12-01 | BH Colorado Electric Oper Co | Regulated Electric (122) | X - DNU - RETIRED LINE | X - DNU - RETIRED LINE | 135500 | Wood 2 Poles 60': 7911026000 | 9974912 | WOOD 2 POLES 60' | 1977-07-01 | 1977-07-01 | CPR Conversion
0 | 0 | 0 | 0 | 2024-12-01 | BH Colorado Electric Oper Co | Regulated Electric (122) | X - DNU - RETIRED LINE | X - DNU - RETIRED LINE | 135500 | Wood 2 Poles 70': 7911027000 | 9974953 | WOOD 2 POLES 70' | 1973-07-01 | 1973-07-01 | CPR Conversion
0 | 0 | 0 | 0 | 2024-12-01 | BH Colorado Electric Oper Co | Regulated Electric (122) | X - DNU - RETIRED LINE | X - DNU - RETIRED LINE | 135500 | Wood 2 Poles 70': 7911027000 | 9974992 | WOOD 2 POLES 70' | 1977-07-01 | 1977-07-01 | CPR Conversion
0 | 0 | 0 | 0 | 2024-12-01 | BH Colorado Electric Oper Co | Regulated Electric (122) | X - DNU - RETIRED LINE | X - DNU - RETIRED LINE | 135500 | Wood 5 Poles 35': 7911113500 | 9724158 | WOOD 5 POLES 35' | 1965-07-01 | 1965-07-01 | CPR Conversion
0 | 0 | 0 | 0 | 2024-12-01 | BH Colorado Electric Oper Co | Regulated Electric (122) | X - DNU - RETIRED LINE | X - DNU - RETIRED LINE | 135600 | Arrester - 0-10,000 Volts: 0210100000 | 12148243 | ARRESTER - 0-10,000 VOLTS | 1995-07-01 | 1995-07-01 | CPR Conversion
0 | 0 | 0 | 0 | 2024-12-01 | BH Colorado Electric Oper Co | Regulated Electric (122) | X - DNU - RETIRED LINE | X - DNU - RETIRED LINE | 135600 | Arrester - 0-10,000 Volts: 0210100000 | 12320924 | Arrester - 0-10,000 Volts | 2013-10-09 | 2013-01-01 | 60020842
0 | 0 | 0 | 0 | 2024-12-01 | BH Colorado Electric Oper Co | Regulated Electric (122) | X - DNU - RETIRED LINE | X - DNU - RETIRED LINE | 135600 | Cable, Oh-Quadruplex 1/0: 0844110000 | 9807824 | CABLE, OH-QUADRUPLEX-1/0 | 2001-02-15 | 2001-01-01 | 10009471
0 | 0 | 0 | 0 | 2024-12-01 | BH Colorado Electric Oper Co | Regulated Electric (122) | X - DNU - RETIRED LINE | X - DNU - RETIRED LINE | 135600 | Conductor, Oh Copper Poly/WP 4: 1684030000 | 9807822 | CONDUCTOR, OH CU POLY 4 | 2001-02-15 | 2001-01-01 | 10009471
0 | 0 | 0 | 0 | 2024-12-01 | BH Colorado Electric Oper Co | Regulated Electric (122) | X - DNU - RETIRED LINE | X - DNU - RETIRED LINE | 135600 | Conductor, Oh: 1681000000 | 9974988 | TRANSMISSION LINES-CONDUCTOR | 1974-07-01 | 1974-07-01 | CPR Conversion
0 | 0 | 0 | 0 | 2024-12-01 | BH Colorado Electric Oper Co | Regulated Electric (122) | X - DNU - RETIRED LINE | X - DNU - RETIRED LINE | 135600 | Conductor, Oh: 1681000000 | 9974983 | TRANSMISSION LINES-CONDUCTOR | 1967-07-01 | 1967-07-01 | CPR Conversion
0 | 0 | 0 | 0 | 2024-12-01 | BH Colorado Electric Oper Co | Regulated Electric (122) | X - DNU - RETIRED LINE | X - DNU - RETIRED LINE | 135600 | Conductor, Oh: 1681000000 | 9974981 | TRANSMISSION LINES-CONDUCTOR | 1936-07-01 | 1936-07-01 | CPR Conversion
0 | 0 | 0 | 0 | 2024-12-01 | BH Colorado Electric Oper Co | Regulated Electric (122) | X - DNU - RETIRED LINE | X - DNU - RETIRED LINE | 135600 | Conductor, Oh: 1681000000 | 9974470 | CONDUCTOR, OVERHEAD | 1965-07-01 | 1965-07-01 | CPR Conversion
0 | 0 | 0 | 0 | 2024-12-01 | BH Colorado Electric Oper Co | Regulated Electric (122) | X - DNU - RETIRED LINE | X - DNU - RETIRED LINE | 135600 | Conductor, Oh: 1681000000 | 9974469 | TRANSMISSION LINES-CONDUCTOR | 1967-07-01 | 1967-07-01 | CPR Conversion
0 | 0 | 0 | 0 | 2024-12-01 | BH Colorado Electric Oper Co | Regulated Electric (122) | X - DNU - RETIRED LINE | X - DNU - RETIRED LINE | 135600 | Conductor, Oh: 1681000000 | 9974468 | TRANSMISSION LINES-CONDUCTOR | 1968-07-01 | 1968-07-01 | CPR Conversion
0 | 0 | 0 | 0 | 2024-12-01 | BH Colorado Electric Oper Co | Regulated Electric (122) | X - DNU - RETIRED LINE | X - DNU - RETIRED LINE | 135600 | Conductor, Oh: 1681000000 | 9974951 | TRANSMISSION LINES-CONDUCTOR | 1936-07-01 | 1936-07-01 | CPR Conversion
0 | 0 | 0 | 0 | 2024-12-01 | BH Colorado Electric Oper Co | Regulated Electric (122) | X - DNU - RETIRED LINE | X - DNU - RETIRED LINE | 135600 | Conductor, Oh: 1681000000 | 9724193 | TRANSMISSION LINES-CONDUCTOR | 1974-07-01 | 1974-07-01 | CPR Conversion
0 | 0 | 0 | 0 | 2024-12-01 | BH Colorado Electric Oper Co | Regulated Electric (122) | X - DNU - RETIRED LINE | X - DNU - RETIRED LINE | 135600 | Conductor, Oh: 1681000000 | 9693335 | TRANSMISSION LINES-CONDUCTOR | 1939-07-01 | 1939-07-01 | CPR Conversion
0 | 0 | 0 | 0 | 2024-12-01 | BH Colorado Electric Oper Co | Regulated Electric (122) | X - DNU - RETIRED LINE | X - DNU - RETIRED LINE | 135600 | Conductor, Oh: 1681000000 | 9975076 | CONDUCTOR, OVERHEAD | 1958-07-01 | 1958-07-01 | CPR Conversion
0 | 0 | 0 | 0 | 2024-12-01 | BH Colorado Electric Oper Co | Regulated Electric (122) | X - DNU - RETIRED LINE | X - DNU - RETIRED LINE | 135600 | Conductor, Oh: 1681000000 | 9706653 | TRANSMISSION LINES-CONDUCTOR | 1969-07-01 | 1969-07-01 | CPR Conversion
0 | 0 | 0 | 0 | 2024-12-01 | BH Colorado Electric Oper Co | Regulated Electric (122) | X - DNU - RETIRED LINE | X - DNU - RETIRED LINE | 135600 | Conductor, Oh: 1681000000 | 9974909 | CONDUCTOR, OVERHEAD | 1937-07-01 | 1937-07-01 | CPR Conversion
0 | 0 | 0 | 0 | 2024-12-01 | BH Colorado Electric Oper Co | Regulated Electric (122) | X - DNU - RETIRED LINE | X - DNU - RETIRED LINE | 135600 | Conductor, Oh: 1681000000 | 9724196 | TRANSMISSION LINES-CONDUCTOR | 1949-07-01 | 1949-07-01 | CPR Conversion
0 | 0 | 0 | 0 | 2024-12-01 | BH Colorado Electric Oper Co | Regulated Electric (122) | X - DNU - RETIRED LINE | X - DNU - RETIRED LINE | 135600 | Conductor, Oh: 1681000000 | 9974986 | TRANSMISSION LINES-CONDUCTOR | 1959-07-01 | 1959-07-01 | CPR Conversion
0 | 0 | 0 | 0 | 2024-12-01 | BH Colorado Electric Oper Co | Regulated Electric (122) | X - DNU - RETIRED LINE | X - DNU - RETIRED LINE | 135600 | Conductor, Oh: 1681000000 | 9975075 | TRANSMISSION LINES-CONDUCTOR | 1960-07-01 | 1960-07-01 | CPR Conversion
0 | 0 | 0 | 0 | 2024-12-01 | BH Colorado Electric Oper Co | Regulated Electric (122) | X - DNU - RETIRED LINE | X - DNU - RETIRED LINE | 135600 | Conductor, Oh: 1681000000 | 9975073 | TRANSMISSION LINES-CONDUCTOR | 1967-07-01 | 1967-07-01 | CPR Conversion
0 | 0 | 0 | 0 | 2024-12-01 | BH Colorado Electric Oper Co | Regulated Electric (122) | X - DNU - RETIRED LINE | X - DNU - RETIRED LINE | 135600 | Conductor, Oh: 1681000000 | 9975072 | TRANSMISSION LINES-CONDUCTOR | 1968-07-01 | 1968-07-01 | CPR Conversion
0 | 0 | 0 | 0 | 2024-12-01 | BH Colorado Electric Oper Co | Regulated Electric (122) | X - DNU - RETIRED LINE | X - DNU - RETIRED LINE | 135600 | Conductor, Oh: 1681000000 | 9706648 | TRANSMISSION LINES-CONDUCTOR | 1965-07-01 | 1965-07-01 | CPR Conversion
0 | 0 | 0 | 0 | 2024-12-01 | BH Colorado Electric Oper Co | Regulated Electric (122) | X - DNU - RETIRED LINE | X - DNU - RETIRED LINE | 135600 | Conductor, Oh: 1681000000 | 9974573 | TRANSMISSION LINES-CONDUCTOR | 1936-07-01 | 1936-07-01 | CPR Conversion
0 | 0 | 0 | 0 | 2024-12-01 | BH Colorado Electric Oper Co | Regulated Electric (122) | X - DNU - RETIRED LINE | X - DNU - RETIRED LINE | 135600 | Conductor, Oh: 1681000000 | 9974906 | TRANSMISSION LINES-CONDUCTOR | 1986-07-01 | 1986-07-01 | CPR Conversion
0 | 0 | 0 | 0 | 2024-12-01 | BH Colorado Electric Oper Co | Regulated Electric (122) | X - DNU - RETIRED LINE | X - DNU - RETIRED LINE | 135600 | Conductor, Oh: 1681000000 | 9693332 | TRANSMISSION LINES-CONDUCTOR | 1954-07-01 | 1954-07-01 | CPR Conversion
0 | 0 | 0 | 0 | 2024-12-01 | BH Colorado Electric Oper Co | Regulated Electric (122) | X - DNU - RETIRED LINE | X - DNU - RETIRED LINE | 135600 | Conductor, Oh: 1681000000 | 9974989 | TRANSMISSION LINES-CONDUCTOR | 1972-07-01 | 1972-07-01 | CPR Conversion
0 | 0 | 0 | 0 | 2024-12-01 | BH Colorado Electric Oper Co | Regulated Electric (122) | X - DNU - RETIRED LINE | X - DNU - RETIRED LINE | 135600 | Conductor, Oh: 1681000000 | 9974952 | TRANSMISSION LINES-CONDUCTOR | 1973-07-01 | 1973-07-01 | CPR Conversion
0 | 0 | 0 | 0 | 2024-12-01 | BH Colorado Electric Oper Co | Regulated Electric (122) | X - DNU - RETIRED LINE | X - DNU - RETIRED LINE | 135600 | Conductor, Oh: 1681000000 | 9974907 | TRANSMISSION LINES-CONDUCTOR | 1980-07-01 | 1980-07-01 | CPR Conversion
0 | 0 | 0 | 0 | 2024-12-01 | BH Colorado Electric Oper Co | Regulated Electric (122) | X - DNU - RETIRED LINE | X - DNU - RETIRED LINE | 135600 | Conductor, Oh: 1681000000 | 9974987 | TRANSMISSION LINES-CONDUCTOR | 1958-07-01 | 1958-07-01 | CPR Conversion
0 | 0 | 0 | 0 | 2024-12-01 | BH Colorado Electric Oper Co | Regulated Electric (122) | X - DNU - RETIRED LINE | X - DNU - RETIRED LINE | 135600 | Conductor, Oh: 1681000000 | 9974985 | TRANSMISSION LINES-CONDUCTOR | 1960-07-01 | 1960-07-01 | CPR Conversion
0 | 0 | 0 | 0 | 2024-12-01 | BH Colorado Electric Oper Co | Regulated Electric (122) | X - DNU - RETIRED LINE | X - DNU - RETIRED LINE | 135600 | Conductor, Oh: 1681000000 | 9974984 | TRANSMISSION LINES-CONDUCTOR | 1961-07-01 | 1961-07-01 | CPR Conversion
0 | 0 | 0 | 0 | 2024-12-01 | BH Colorado Electric Oper Co | Regulated Electric (122) | X - DNU - RETIRED LINE | X - DNU - RETIRED LINE | 135600 | Conductor, Oh: 1681000000 | 9974980 | TRANSMISSION LINES-CONDUCTOR | 1963-07-01 | 1963-07-01 | CPR Conversion
0 | 0 | 0 | 0 | 2024-12-01 | BH Colorado Electric Oper Co | Regulated Electric (122) | X - DNU - RETIRED LINE | X - DNU - RETIRED LINE | 135600 | Conductor, Oh: 1681000000 | 9974990 | TRANSMISSION LINES-CONDUCTOR | 1962-07-01 | 1962-07-01 | CPR Conversion
0 | 0 | 0 | 0 | 2024-12-01 | BH Colorado Electric Oper Co | Regulated Electric (122) | X - DNU - RETIRED LINE | X - DNU - RETIRED LINE | 135600 | Conductor, Oh: 1681000000 | 9807823 | CONDUCTOR, OH | 2001-02-15 | 2001-01-01 | 10009471
0 | 0 | 0 | 0 | 2024-12-01 | BH Colorado Electric Oper Co | Regulated Electric (122) | X - DNU - RETIRED LINE | X - DNU - RETIRED LINE | 135600 | Conductor, Oh: 1681000000 | 9975071 | TRANSMISSION LINES-CONDUCTOR | 1985-07-01 | 1985-07-01 | CPR Conversion
0 | 0 | 0 | 0 | 2024-12-01 | BH Colorado Electric Oper Co | Regulated Electric (122) | X - DNU - RETIRED LINE | X - DNU - RETIRED LINE | 135600 | Conductor, Oh: 1681000000 | 9724154 | TRANSMISSION LINES-CONDUCTOR | 1980-07-01 | 1980-07-01 | CPR Conversion
0 | 0 | 0 | 0 | 2024-12-01 | BH Colorado Electric Oper Co | Regulated Electric (122) | X - DNU - RETIRED LINE | X - DNU - RETIRED LINE | 135600 | Conductor, Oh: 1681000000 | 9974467 | TRANSMISSION LINES-CONDUCTOR | 1978-07-01 | 1978-07-01 | CPR Conversion
0 | 0 | 0 | 0 | 2024-12-01 | BH Colorado Electric Oper Co | Regulated Electric (122) | X - DNU - RETIRED LINE | X - DNU - RETIRED LINE | 135600 | Conductor, Oh: 1681000000 | 9975074 | TRANSMISSION LINES-CONDUCTOR | 1966-07-01 | 1966-07-01 | CPR Conversion
0 | 0 | 0 | 0 | 2024-12-01 | BH Colorado Electric Oper Co | Regulated Electric (122) | X - DNU - RETIRED LINE | X - DNU - RETIRED LINE | 135600 | Conductor, Oh: 1681000000 | 9724189 | TRANSMISSION LINES-CONDUCTOR | 1976-07-01 | 1976-07-01 | CPR Conversion
0 | 0 | 0 | 0 | 2024-12-01 | BH Colorado Electric Oper Co | Regulated Electric (122) | X - DNU - RETIRED LINE | X - DNU - RETIRED LINE | 135600 | Conductor, Oh: 1681000000 | 9974982 | TRANSMISSION LINES-CONDUCTOR | 1968-07-01 | 1968-07-01 | CPR Conversion
0 | 0 | 0 | 0 | 2024-12-01 | BH Colorado Electric Oper Co | Regulated Electric (122) | X - DNU - RETIRED LINE | X - DNU - RETIRED LINE | 135600 | Conductor, Oh: 1681000000 | 9701191 | CONDUCTOR, OVERHEAD | 1958-07-01 | 1958-07-01 | CPR Conversion
0 | 0 | 0 | 0 | 2024-12-01 | BH Colorado Electric Oper Co | Regulated Electric (122) | X - DNU - RETIRED LINE | X - DNU - RETIRED LINE | 135600 | Conductor, Oh: 1681000000 | 9974991 | CONDUCTOR, OVERHEAD | 1977-07-01 | 1977-07-01 | CPR Conversion
0 | 0 | 0 | 0 | 2024-12-01 | BH Colorado Electric Oper Co | Regulated Electric (122) | X - DNU - RETIRED LINE | X - DNU - RETIRED LINE | 135600 | Conductor, Oh: 1681000000 | 9974908 | TRANSMISSION LINES-CONDUCTOR | 1979-07-01 | 1979-07-01 | CPR Conversion
0 | 0 | 0 | 0 | 2024-12-01 | BH Colorado Electric Oper Co | Regulated Electric (122) | X - DNU - RETIRED LINE | X - DNU - RETIRED LINE | 135600 | Estimated Additions: 0010000000 | 12150349 | AIRPORT INDUSTRIAL 61905 EXIT CABLES PAR : ETOR115 AIRPORT INDUSTRIAL EXIT CABLES AIRPORT INDUSTRIAL EXIT CABLES | 2013-10-09 | 2013-11-01 | 60020842
0 | 0 | 0 | 0 | 2024-12-01 | BH Colorado Electric Oper Co | Regulated Electric (122) | X - DNU - RETIRED LINE | X - DNU - RETIRED LINE | 135600 | Estimated Additions: 0010000000 | 9806914 | Inv-Rebld Belmont to Blende Ln | 2001-02-15 | 2001-05-01 | 10009471
0 | 0 | 0 | 0 | 2024-12-01 | BH Colorado Electric Oper Co | Regulated Electric (122) | X - DNU - RETIRED LINE | X - DNU - RETIRED LINE | 135600 | Estimated Additions: 0010000000 | 9806529 | Inv-Rebld Belmont to Blende Ln | 2001-02-15 | 2001-04-01 | 10009471
0 | 0 | 0 | 0 | 2024-12-01 | BH Colorado Electric Oper Co | Regulated Electric (122) | X - DNU - RETIRED LINE | X - DNU - RETIRED LINE | 135600 | Estimated Additions: 0010000000 | 12150343 | Electric Transmission Replace 115kv : ETOR115 AIRPORT INDUSTRIAL EXIT CABLES AIRPORT INDUSTRIAL EXIT CABLES | 2013-10-04 | 2013-11-01 | 60020797
0 | 0 | 0 | 0 | 2024-12-01 | BH Colorado Electric Oper Co | Regulated Electric (122) | X - DNU - RETIRED LINE | X - DNU - RETIRED LINE | 135600 | Fence: 3220000000 | 9974568 | FENCE | 1979-07-01 | 1979-07-01 | CPR Conversion
0 | 0 | 0 | 0 | 2024-12-01 | BH Colorado Electric Oper Co | Regulated Electric (122) | X - DNU - RETIRED LINE | X - DNU - RETIRED LINE | 135600 | Post Insulators: 4272000000 | 9807820 | POST INSULATORS | 2001-02-15 | 2001-01-01 | 10009471
0 | 0 | 0 | 0 | 2024-12-01 | BH Colorado Electric Oper Co | Regulated Electric (122) | X - DNU - RETIRED LINE | X - DNU - RETIRED LINE | 135600 | Static Wire (Transmission Lines): 1682000000 | 9974973 | STATIC WIRE (TRANSMISSION LINE | 1968-07-01 | 1968-07-01 | CPR Conversion
0 | 0 | 0 | 0 | 2024-12-01 | BH Colorado Electric Oper Co | Regulated Electric (122) | X - DNU - RETIRED LINE | X - DNU - RETIRED LINE | 135600 | Static Wire (Transmission Lines): 1682000000 | 9974570 | STATIC WIRE (TRANSMISSION LINE | 1967-07-01 | 1967-07-01 | CPR Conversion
0 | 0 | 0 | 0 | 2024-12-01 | BH Colorado Electric Oper Co | Regulated Electric (122) | X - DNU - RETIRED LINE | X - DNU - RETIRED LINE | 135600 | Static Wire (Transmission Lines): 1682000000 | 9974904 | STATIC WIRE (TRANSMISSION LINE | 1961-07-01 | 1961-07-01 | CPR Conversion
0 | 0 | 0 | 0 | 2024-12-01 | BH Colorado Electric Oper Co | Regulated Electric (122) | X - DNU - RETIRED LINE | X - DNU - RETIRED LINE | 135600 | Static Wire (Transmission Lines): 1682000000 | 9974979 | STATIC WIRE (TRANSMISSION LINES) | 1958-07-01 | 1958-07-01 | CPR Conversion
0 | 0 | 0 | 0 | 2024-12-01 | BH Colorado Electric Oper Co | Regulated Electric (122) | X - DNU - RETIRED LINE | X - DNU - RETIRED LINE | 135600 | Static Wire (Transmission Lines): 1682000000 | 9974976 | STATIC WIRE (TRANSMISSION LINE | 1962-07-01 | 1962-07-01 | CPR Conversion
0 | 0 | 0 | 0 | 2024-12-01 | BH Colorado Electric Oper Co | Regulated Electric (122) | X - DNU - RETIRED LINE | X - DNU - RETIRED LINE | 135600 | Static Wire (Transmission Lines): 1682000000 | 9724203 | STATIC WIRE (TRANSMISSION LINE | 1960-07-01 | 1960-07-01 | CPR Conversion
0 | 0 | 0 | 0 | 2024-12-01 | BH Colorado Electric Oper Co | Regulated Electric (122) | X - DNU - RETIRED LINE | X - DNU - RETIRED LINE | 135600 | Static Wire (Transmission Lines): 1682000000 | 9974572 | STATIC WIRE (TRANSMISSION LINES) | 1936-07-01 | 1936-07-01 | CPR Conversion
0 | 0 | 0 | 0 | 2024-12-01 | BH Colorado Electric Oper Co | Regulated Electric (122) | X - DNU - RETIRED LINE | X - DNU - RETIRED LINE | 135600 | Static Wire (Transmission Lines): 1682000000 | 9974898 | STATIC WIRE (TRANSMISSION LINE | 1986-07-01 | 1986-07-01 | CPR Conversion
0 | 0 | 0 | 0 | 2024-12-01 | BH Colorado Electric Oper Co | Regulated Electric (122) | X - DNU - RETIRED LINE | X - DNU - RETIRED LINE | 135600 | Static Wire (Transmission Lines): 1682000000 | 9974972 | STATIC WIRE (TRANSMISSION LINE | 1974-07-01 | 1974-07-01 | CPR Conversion
0 | 0 | 0 | 0 | 2024-12-01 | BH Colorado Electric Oper Co | Regulated Electric (122) | X - DNU - RETIRED LINE | X - DNU - RETIRED LINE | 135600 | Static Wire (Transmission Lines): 1682000000 | 9701192 | STATIC WIRE (TRANSMISSION LINE | 1961-07-01 | 1961-07-01 | CPR Conversion
0 | 0 | 0 | 0 | 2024-12-01 | BH Colorado Electric Oper Co | Regulated Electric (122) | X - DNU - RETIRED LINE | X - DNU - RETIRED LINE | 135600 | Static Wire (Transmission Lines): 1682000000 | 9709882 | STATIC WIRE (TRANSMISSION LINE | 1980-07-01 | 1980-07-01 | CPR Conversion
0 | 0 | 0 | 0 | 2024-12-01 | BH Colorado Electric Oper Co | Regulated Electric (122) | X - DNU - RETIRED LINE | X - DNU - RETIRED LINE | 135600 | Static Wire (Transmission Lines): 1682000000 | 9974899 | STATIC WIRE (TRANSMISSION LINE | 1979-07-01 | 1979-07-01 | CPR Conversion
0 | 0 | 0 | 0 | 2024-12-01 | BH Colorado Electric Oper Co | Regulated Electric (122) | X - DNU - RETIRED LINE | X - DNU - RETIRED LINE | 135600 | Static Wire (Transmission Lines): 1682000000 | 9974971 | STATIC WIRE (TRANSMISSION LINE | 1977-07-01 | 1977-07-01 | CPR Conversion
0 | 0 | 0 | 0 | 2024-12-01 | BH Colorado Electric Oper Co | Regulated Electric (122) | X - DNU - RETIRED LINE | X - DNU - RETIRED LINE | 135600 | Static Wire (Transmission Lines): 1682000000 | 9709891 | STATIC WIRE (TRANSMISSION LINE | 1966-07-01 | 1966-07-01 | CPR Conversion
0 | 0 | 0 | 0 | 2024-12-01 | BH Colorado Electric Oper Co | Regulated Electric (122) | X - DNU - RETIRED LINE | X - DNU - RETIRED LINE | 135600 | Static Wire (Transmission Lines): 1682000000 | 12251277 | TRANSMISSION LINES-CONDUCTOR | 2013-10-09 | 2013-01-01 | 60020797
0 | 0 | 0 | 0 | 2024-12-01 | BH Colorado Electric Oper Co | Regulated Electric (122) | X - DNU - RETIRED LINE | X - DNU - RETIRED LINE | 135600 | Static Wire (Transmission Lines): 1682000000 | 9974905 | STATIC WIRE (TRANSMISSION LINES) | 1937-07-01 | 1937-07-01 | CPR Conversion
0 | 0 | 0 | 0 | 2024-12-01 | BH Colorado Electric Oper Co | Regulated Electric (122) | X - DNU - RETIRED LINE | X - DNU - RETIRED LINE | 135600 | Static Wire (Transmission Lines): 1682000000 | 9974903 | STATIC WIRE (TRANSMISSION LINE | 1962-07-01 | 1962-07-01 | CPR Conversion
0 | 0 | 0 | 0 | 2024-12-01 | BH Colorado Electric Oper Co | Regulated Electric (122) | X - DNU - RETIRED LINE | X - DNU - RETIRED LINE | 135600 | Static Wire (Transmission Lines): 1682000000 | 9974569 | STATIC WIRE (TRANSMISSION LINE | 1978-07-01 | 1978-07-01 | CPR Conversion
0 | 0 | 0 | 0 | 2024-12-01 | BH Colorado Electric Oper Co | Regulated Electric (122) | X - DNU - RETIRED LINE | X - DNU - RETIRED LINE | 135600 | Static Wire (Transmission Lines): 1682000000 | 9974900 | STATIC WIRE (TRANSMISSION LINE | 1976-07-01 | 1976-07-01 | CPR Conversion
0 | 0 | 0 | 0 | 2024-12-01 | BH Colorado Electric Oper Co | Regulated Electric (122) | X - DNU - RETIRED LINE | X - DNU - RETIRED LINE | 135600 | Static Wire (Transmission Lines): 1682000000 | 9974948 | STATIC WIRE (TRANSMISSION LINE | 1962-07-01 | 1962-07-01 | CPR Conversion
0 | 0 | 0 | 0 | 2024-12-01 | BH Colorado Electric Oper Co | Regulated Electric (122) | X - DNU - RETIRED LINE | X - DNU - RETIRED LINE | 135600 | Static Wire (Transmission Lines): 1682000000 | 9974949 | STATIC WIRE (TRANSMISSION LINE | 1956-07-01 | 1956-07-01 | CPR Conversion
0 | 0 | 0 | 0 | 2024-12-01 | BH Colorado Electric Oper Co | Regulated Electric (122) | X - DNU - RETIRED LINE | X - DNU - RETIRED LINE | 135600 | Static Wire (Transmission Lines): 1682000000 | 9974975 | STATIC WIRE (TRANSMISSION LINE | 1963-07-01 | 1963-07-01 | CPR Conversion
0 | 0 | 0 | 0 | 2024-12-01 | BH Colorado Electric Oper Co | Regulated Electric (122) | X - DNU - RETIRED LINE | X - DNU - RETIRED LINE | 135600 | Static Wire (Transmission Lines): 1682000000 | 9974950 | STATIC WIRE (TRANSMISSION LINES) | 1952-07-01 | 1952-07-01 | CPR Conversion
0 | 0 | 0 | 0 | 2024-12-01 | BH Colorado Electric Oper Co | Regulated Electric (122) | X - DNU - RETIRED LINE | X - DNU - RETIRED LINE | 135600 | Static Wire (Transmission Lines): 1682000000 | 9975070 | STATIC WIRE (TRANSMISSION LINES) | 1942-07-01 | 1942-07-01 | CPR Conversion
0 | 0 | 0 | 0 | 2024-12-01 | BH Colorado Electric Oper Co | Regulated Electric (122) | X - DNU - RETIRED LINE | X - DNU - RETIRED LINE | 135600 | Static Wire (Transmission Lines): 1682000000 | 9975069 | STATIC WIRE (TRANSMISSION LINE | 1958-07-01 | 1958-07-01 | CPR Conversion
0 | 0 | 0 | 0 | 2024-12-01 | BH Colorado Electric Oper Co | Regulated Electric (122) | X - DNU - RETIRED LINE | X - DNU - RETIRED LINE | 135600 | Static Wire (Transmission Lines): 1682000000 | 9974977 | STATIC WIRE (TRANSMISSION LINE | 1960-07-01 | 1960-07-01 | CPR Conversion
0 | 0 | 0 | 0 | 2024-12-01 | BH Colorado Electric Oper Co | Regulated Electric (122) | X - DNU - RETIRED LINE | X - DNU - RETIRED LINE | 135600 | Static Wire (Transmission Lines): 1682000000 | 9975068 | STATIC WIRE (TRANSMISSION LINE | 1969-07-01 | 1969-07-01 | CPR Conversion
0 | 0 | 0 | 0 | 2024-12-01 | BH Colorado Electric Oper Co | Regulated Electric (122) | X - DNU - RETIRED LINE | X - DNU - RETIRED LINE | 135600 | Static Wire (Transmission Lines): 1682000000 | 9724161 | STATIC WIRE (TRANSMISSION LINE | 1968-07-01 | 1968-07-01 | CPR Conversion
0 | 0 | 0 | 0 | 2024-12-01 | BH Colorado Electric Oper Co | Regulated Electric (122) | X - DNU - RETIRED LINE | X - DNU - RETIRED LINE | 135600 | Static Wire (Transmission Lines): 1682000000 | 9974571 | STATIC WIRE (TRANSMISSION LINE | 1965-07-01 | 1965-07-01 | CPR Conversion
0 | 0 | 0 | 0 | 2024-12-01 | BH Colorado Electric Oper Co | Regulated Electric (122) | X - DNU - RETIRED LINE | X - DNU - RETIRED LINE | 135600 | Static Wire (Transmission Lines): 1682000000 | 9974978 | STATIC WIRE (TRANSMISSION LINE | 1959-07-01 | 1959-07-01 | CPR Conversion
0 | 0 | 0 | 0 | 2024-12-01 | BH Colorado Electric Oper Co | Regulated Electric (122) | X - DNU - RETIRED LINE | X - DNU - RETIRED LINE | 135600 | Static Wire (Transmission Lines): 1682000000 | 9974974 | STATIC WIRE (TRANSMISSION LINE | 1967-07-01 | 1967-07-01 | CPR Conversion
0 | 0 | 0 | 0 | 2024-12-01 | BH Colorado Electric Oper Co | Regulated Electric (122) | X - DNU - RETIRED LINE | X - DNU - RETIRED LINE | 135600 | Static Wire (Transmission Lines): 1682000000 | 9974902 | STATIC WIRE (TRANSMISSION LINE | 1963-07-01 | 1963-07-01 | CPR Conversion
0 | 0 | 0 | 0 | 2024-12-01 | BH Colorado Electric Oper Co | Regulated Electric (122) | X - DNU - RETIRED LINE | X - DNU - RETIRED LINE | 135600 | Static Wire (Transmission Lines): 1682000000 | 9974901 | STATIC WIRE (TRANSMISSION LINE | 1965-07-01 | 1965-07-01 | CPR Conversion
0 | 0 | 0 | 0 | 2024-12-01 | BH Colorado Electric Oper Co | Regulated Electric (122) | X - DNU - RETIRED LINE | X - DNU - RETIRED LINE | 135600 | Switches - 7501 - 15000v: 7981500000 | 12148294 | Switches - 7501 - 15000v | 1960-07-01 | 1960-07-01 | CPR Conversion
0 | 0 | 0 | 0 | 2024-12-01 | BH Colorado Electric Oper Co | Regulated Electric (122) | X - DNU - RETIRED LINE | X - DNU - RETIRED LINE | 135600 | Switches - 7501 - 15000v: 7981500000 | 12148301 | Switches - 7501 - 15000v | 1976-07-01 | 1976-07-01 | CPR Conversion
0 | 0 | 0 | 0 | 2024-12-01 | BH Colorado Electric Oper Co | Regulated Electric (122) | X - DNU - RETIRED LINE | X - DNU - RETIRED LINE | 135600 | Switches - Over 34500v: 7986900000 | 9974567 | SWITCHES - OVER 34.5KV | 1979-07-01 | 1979-07-01 | CPR Conversion
0 | 0 | 0 | 0 | 2024-12-01 | BH Colorado Electric Oper Co | Regulated Electric (122) | X - DNU - RETIRED LINE | X - DNU - RETIRED LINE | 135600 | Switches - Over 34500v: 7986900000 | 9697436 | SWITCHES - OVER 34.5KV | 1974-07-01 | 1974-07-01 | CPR Conversion
0 | 0 | 0 | 0 | 2024-12-01 | BH Colorado Electric Oper Co | Regulated Electric (122) | X - DNU - RETIRED LINE | X - DNU - RETIRED LINE | 135600 | Switches - Over 34500v: 7986900000 | 9974897 | SWITCHES - OVER 34.5KV | 1937-07-01 | 1937-07-01 | CPR Conversion
0 | 0 | 0 | 0 | 2024-12-01 | BH Colorado Electric Oper Co | Regulated Electric (122) | X - DNU - RETIRED LINE | X - DNU - RETIRED LINE | 135600 | Switches - Over 34500v: 7986900000 | 9974896 | SWITCHES-OVER 34500V | 1980-07-01 | 1980-07-01 | CPR Conversion
0 | 0 | 0 | 0 | 2024-12-01 | BH Colorado Electric Oper Co | Regulated Electric (122) | X - DNU - RETIRED LINE | X - DNU - RETIRED LINE | 135700 | Estimated Additions: 0010000000 | 12150346 | AIRPORT INDUSTRIAL 61905 EXIT CABLES PAR : ETOR115 AIRPORT INDUSTRIAL EXIT CABLES AIRPORT INDUSTRIAL EXIT CABLES | 2013-10-09 | 2013-11-01 | 60020842
0 | 0 | 0 | 0 | 2024-12-01 | BH Colorado Electric Oper Co | Regulated Electric (122) | X - DNU - RETIRED LINE | X - DNU - RETIRED LINE | 135001 | Land: 4481XXXXXX | 9699840 | LAND - TRACT 31 | 1964-07-01 | 1964-07-01 | CPR Conversion
1 | 0 | 0 | 0 | 2024-12-01 | BH Colorado Electric Oper Co | Regulated Electric (122) | X - DNU - RETIRED LINE | X - DNU - RETIRED LINE | 135001 | Land: 4481XXXXXX | 9868937 | LAND - TRACT 30 | 1964-07-01 | 1964-07-01 | CPR Conversion
0 | 0 | 0 | 0 | 2024-12-01 | BH Colorado Electric Oper Co | Regulated Electric (122) | X - DNU - RETIRED LINE | X - DNU - RETIRED LINE | 135001 | Land: 4481XXXXXX | 9868934 | LAND - TRACT 34 | 1977-07-01 | 1977-07-01 | CPR Conversion
0 | 0 | 0 | 0 | 2024-12-01 | BH Colorado Electric Oper Co | Regulated Electric (122) | X - DNU - RETIRED LINE | X - DNU - RETIRED LINE | 135001 | Land: 4481XXXXXX | 9868936 | LAND - TRACT 32 | 1977-07-01 | 1977-07-01 | CPR Conversion
0 | 0 | 0 | 0 | 2024-12-01 | BH Colorado Electric Oper Co | Regulated Electric (122) | X - DNU - RETIRED LINE | X - DNU - RETIRED LINE | 135001 | Land: 4481XXXXXX | 9868935 | LAND - TRACT 33 | 1977-07-01 | 1977-07-01 | CPR Conversion
0 | 0 | 0 | 0 | 2024-12-01 | BH Colorado Electric Oper Co | Regulated Electric (122) | X - DNU - RETIRED LINE | X - DNU - RETIRED LINE | 135002 | Land Rights - Non-Depreciable: 4552XXXXXX | 9691247 | T-LIN S35 T23 R56 | 1965-07-01 | 1965-07-01 | CPR Conversion
0 | 0 | 0 | 0 | 2024-12-01 | BH Colorado Electric Oper Co | Regulated Electric (122) | X - DNU - RETIRED LINE | X - DNU - RETIRED LINE | 135002 | Land Rights - Non-Depreciable: 4552XXXXXX | 9870026 | T-LIN S25 T21 R65 | 1964-07-01 | 1964-07-01 | CPR Conversion
0 | 0 | 0 | 0 | 2024-12-01 | BH Colorado Electric Oper Co | Regulated Electric (122) | X - DNU - RETIRED LINE | X - DNU - RETIRED LINE | 135002 | Land Rights - Non-Depreciable: 4552XXXXXX | 9870028 | T-LIN S20 T21 R65 | 1964-07-01 | 1964-07-01 | CPR Conversion
0 | 0 | 0 | 0 | 2024-12-01 | BH Colorado Electric Oper Co | Regulated Electric (122) | X - DNU - RETIRED LINE | X - DNU - RETIRED LINE | 135002 | Land Rights - Non-Depreciable: 4552XXXXXX | 9870029 | T-LIN S07 T21 R65 | 1964-07-01 | 1964-07-01 | CPR Conversion
0 | 0 | 0 | 0 | 2024-12-01 | BH Colorado Electric Oper Co | Regulated Electric (122) | X - DNU - RETIRED LINE | X - DNU - RETIRED LINE | 135002 | Land Rights - Non-Depreciable: 4552XXXXXX | 9870146 | T-LIN S18 T23 R56 | 1965-07-01 | 1965-07-01 | CPR Conversion
0 | 0 | 0 | 0 | 2024-12-01 | BH Colorado Electric Oper Co | Regulated Electric (122) | X - DNU - RETIRED LINE | X - DNU - RETIRED LINE | 135002 | Land Rights - Non-Depreciable: 4552XXXXXX | 9870142 | T-LIN S34 T23 R56 | 1965-07-01 | 1965-07-01 | CPR Conversion
0 | 0 | 0 | 0 | 2024-12-01 | BH Colorado Electric Oper Co | Regulated Electric (122) | X - DNU - RETIRED LINE | X - DNU - RETIRED LINE | 135002 | Land Rights - Non-Depreciable: 4552XXXXXX | 9870148 | T-LIN S22 T23 R56 | 1965-07-01 | 1965-07-01 | CPR Conversion
0 | 0 | 0 | 0 | 2024-12-01 | BH Colorado Electric Oper Co | Regulated Electric (122) | X - DNU - RETIRED LINE | X - DNU - RETIRED LINE | 135002 | Land Rights - Non-Depreciable: 4552XXXXXX | 9870030 | T-LIN S06 T21 R65 | 1964-07-01 | 1964-07-01 | CPR Conversion
0 | 0 | 0 | 0 | 2024-12-01 | BH Colorado Electric Oper Co | Regulated Electric (122) | X - DNU - RETIRED LINE | X - DNU - RETIRED LINE | 135002 | Land Rights - Non-Depreciable: 4552XXXXXX | 9870151 | T-LIN S17 T23 R56 | 1965-07-01 | 1965-07-01 | CPR Conversion
0 | 0 | 0 | 0 | 2024-12-01 | BH Colorado Electric Oper Co | Regulated Electric (122) | X - DNU - RETIRED LINE | X - DNU - RETIRED LINE | 135002 | Land Rights - Non-Depreciable: 4552XXXXXX | 9870150 | T-LIN S17 T25 R56 | 1965-07-01 | 1965-07-01 | CPR Conversion
0 | 0 | 0 | 0 | 2024-12-01 | BH Colorado Electric Oper Co | Regulated Electric (122) | X - DNU - RETIRED LINE | X - DNU - RETIRED LINE | 135002 | Land Rights - Non-Depreciable: 4552XXXXXX | 9870144 | T-LIN S01 T24 R56 | 1965-07-01 | 1965-07-01 | CPR Conversion
0 | 0 | 0 | 0 | 2024-12-01 | BH Colorado Electric Oper Co | Regulated Electric (122) | X - DNU - RETIRED LINE | X - DNU - RETIRED LINE | 135002 | Land Rights - Non-Depreciable: 4552XXXXXX | 9870143 | T-LIN S05 T23 R56 | 1965-07-01 | 1965-07-01 | CPR Conversion
0 | 0 | 0 | 0 | 2024-12-01 | BH Colorado Electric Oper Co | Regulated Electric (122) | X - DNU - RETIRED LINE | X - DNU - RETIRED LINE | 135002 | Land Rights - Non-Depreciable: 4552XXXXXX | 9870149 | T-LIN S21 T23 R56 | 1965-07-01 | 1965-07-01 | CPR Conversion
0 | 0 | 0 | 0 | 2024-12-01 | BH Colorado Electric Oper Co | Regulated Electric (122) | X - DNU - RETIRED LINE | X - DNU - RETIRED LINE | 135002 | Land Rights - Non-Depreciable: 4552XXXXXX | 9870147 | T-LIN S04 T24 R55 | 1965-07-01 | 1965-07-01 | CPR Conversion
0 | 0 | 0 | 0 | 2024-12-01 | BH Colorado Electric Oper Co | Regulated Electric (122) | X - DNU - RETIRED LINE | X - DNU - RETIRED LINE | 135002 | Land Rights - Non-Depreciable: 4552XXXXXX | 9870027 | T-LIN S31 T20 R65 | 1964-07-01 | 1964-07-01 | CPR Conversion
0 | 0 | 0 | 0 | 2024-12-01 | BH Colorado Electric Oper Co | Regulated Electric (122) | X - DNU - RETIRED LINE | X - DNU - RETIRED LINE | 135002 | Land Rights - Non-Depreciable: 4552XXXXXX | 9870152 | T-LIN S17 T23 R56 | 1940-07-01 | 1940-07-01 | CPR Conversion
0 | 0 | 0 | 0 | 2024-12-01 | BH Colorado Electric Oper Co | Regulated Electric (122) | X - DNU - RETIRED LINE | X - DNU - RETIRED LINE | 135002 | Land Rights - Non-Depreciable: 4552XXXXXX | 9870145 | T-LIN S06 T24 R55 | 1965-07-01 | 1965-07-01 | CPR Conversion
0 | 0 | 0 | 0 | 2024-12-01 | BH Colorado Electric Oper Co | Regulated Electric (122) | X - DNU - RETIRED LINE | X - DNU - RETIRED LINE | 135002 | Land Rights - Non-Depreciable: 4552XXXXXX | 9870031 | T-LIN S28 T21 R65 | 1964-07-01 | 1964-07-01 | CPR Conversion
0 | 0 | 0 | 0 | 2024-12-01 | BH Colorado Electric Oper Co | Regulated Electric (122) | X - DNU - RETIRED LINE | X - DNU - RETIRED LINE | 135002 | Land Rights - Non-Depreciable: 4552XXXXXX | 9718845 | T-LIN S18 T21 R65 | 1964-07-01 | 1964-07-01 | CPR Conversion
0 | 0 | 0 | 0 | 2024-12-01 | BH Colorado Electric Oper Co | Regulated Electric (122) | X - DNU - RETIRED LINE | X - DNU - RETIRED LINE | 135500 | Crossarm Assemblies, Steel: 7915000000 | 9801960 | CROSSARM ASSEMBLIES, STEEL | 1965-07-01 | 1965-07-01 | WCDXFER
0 | 0 | 0 | 0 | 2024-12-01 | BH Colorado Electric Oper Co | Regulated Electric (122) | X - DNU - RETIRED LINE | X - DNU - RETIRED LINE | 135500 | Crossarm Assemblies, Wood: 7914000000 | 9801961 | CROSSARM ASSEMBLIES, WOOD | 1965-07-01 | 1965-07-01 | WCDXFER
0 | 0 | 0 | 0 | 2024-12-01 | BH Colorado Electric Oper Co | Regulated Electric (122) | X - DNU - RETIRED LINE | X - DNU - RETIRED LINE | 135500 | Crossarm Assemblies, Wood: 7914000000 | 9801865 | CROSSARM ASSEMBLIES, WOOD | 1965-07-01 | 1965-07-01 | WCDXFER
0 | 0 | 0 | 0 | 2024-12-01 | BH Colorado Electric Oper Co | Regulated Electric (122) | X - DNU - RETIRED LINE | X - DNU - RETIRED LINE | 135500 | Crossarm Assemblies, Wood: 7914000000 | 9802738 | CROSSARM ASSEMBLIES, WOOD | 1965-07-01 | 1965-07-01 | WCDXFER
0 | 0 | 0 | 0 | 2024-12-01 | BH Colorado Electric Oper Co | Regulated Electric (122) | X - DNU - RETIRED LINE | X - DNU - RETIRED LINE | 135500 | Crossarm Assemblies, Wood: 7914000000 | 9802850 | CROSSARM ASSEMBLIES, WOOD | 1977-07-01 | 1977-07-01 | WCDXFER
0 | 0 | 0 | 0 | 2024-12-01 | BH Colorado Electric Oper Co | Regulated Electric (122) | X - DNU - RETIRED LINE | X - DNU - RETIRED LINE | 135500 | Crossarm Assemblies, Wood: 7914000000 | 9802649 | CROSSARM ASSEMBLIES, WOOD | 1965-07-01 | 1965-07-01 | WCDXFER
0 | 0 | 0 | 0 | 2024-12-01 | BH Colorado Electric Oper Co | Regulated Electric (122) | X - DNU - RETIRED LINE | X - DNU - RETIRED LINE | 135500 | Crossarm Assemblies, Wood: 7914000000 | 9802697 | CROSSARM ASSEMBLIES, WOOD | 1964-07-01 | 1964-07-01 | WCDXFER
0 | 0 | 0 | 0 | 2024-12-01 | BH Colorado Electric Oper Co | Regulated Electric (122) | X - DNU - RETIRED LINE | X - DNU - RETIRED LINE | 135500 | Crossarm Assemblies, Wood: 7914000000 | 9802616 | CROSSARM ASSEMBLIES, WOOD | 1964-07-01 | 1964-07-01 | WCDXFER
0 | 0 | 0 | 0 | 2024-12-01 | BH Colorado Electric Oper Co | Regulated Electric (122) | X - DNU - RETIRED LINE | X - DNU - RETIRED LINE | 135500 | Crossarm Assemblies, Wood: 7914000000 | 9802747 | CROSSARM ASSEMBLIES, WOOD | 1964-07-01 | 1964-07-01 | WCDXFER
0 | 0 | 0 | 0 | 2024-12-01 | BH Colorado Electric Oper Co | Regulated Electric (122) | X - DNU - RETIRED LINE | X - DNU - RETIRED LINE | 135500 | Crossarm Assemblies, Wood: 7914000000 | 9802514 | CROSSARM ASSEMBLIES, WOOD | 1965-07-01 | 1965-07-01 | WCDXFER
0 | 0 | 0 | 0 | 2024-12-01 | BH Colorado Electric Oper Co | Regulated Electric (122) | X - DNU - RETIRED LINE | X - DNU - RETIRED LINE | 135500 | Crossarm Assemblies, Wood: 7914000000 | 9801890 | CROSSARM ASSEMBLIES, WOOD | 1965-07-01 | 1965-07-01 | WCDXFER
0 | 0 | 0 | 0 | 2024-12-01 | BH Colorado Electric Oper Co | Regulated Electric (122) | X - DNU - RETIRED LINE | X - DNU - RETIRED LINE | 135500 | Crossarm Assemblies, Wood: 7914000000 | 9802617 | CROSSARM ASSEMBLIES, WOOD | 1972-07-01 | 1972-07-01 | WCDXFER
0 | 0 | 0 | 0 | 2024-12-01 | BH Colorado Electric Oper Co | Regulated Electric (122) | X - DNU - RETIRED LINE | X - DNU - RETIRED LINE | 135500 | Crossarm Assemblies, Wood: 7914000000 | 9802767 | CROSSARM ASSEMBLIES, WOOD | 1965-07-01 | 1965-07-01 | WCDXFER
0 | 0 | 0 | 0 | 2024-12-01 | BH Colorado Electric Oper Co | Regulated Electric (122) | X - DNU - RETIRED LINE | X - DNU - RETIRED LINE | 135500 | Crossarm Assemblies, Wood: 7914000000 | 9801853 | CROSSARM ASSEMBLIES, WOOD | 1965-07-01 | 1965-07-01 | WCDXFER
0 | 0 | 0 | 0 | 2024-12-01 | BH Colorado Electric Oper Co | Regulated Electric (122) | X - DNU - RETIRED LINE | X - DNU - RETIRED LINE | 135500 | Crossarm Assemblies, Wood: 7914000000 | 9802618 | CROSSARM ASSEMBLIES, WOOD | 1986-07-01 | 1986-07-01 | WCDXFER
0 | 0 | 0 | 0 | 2024-12-01 | BH Colorado Electric Oper Co | Regulated Electric (122) | X - DNU - RETIRED LINE | X - DNU - RETIRED LINE | 135500 | Crossarm Assemblies, Wood: 7914000000 | 9802461 | CROSSARM ASSEMBLIES, WOOD | 1964-07-01 | 1964-07-01 | WCDXFER
0 | 0 | 0 | 0 | 2024-12-01 | BH Colorado Electric Oper Co | Regulated Electric (122) | X - DNU - RETIRED LINE | X - DNU - RETIRED LINE | 135500 | Pole, Steel: 7912000000 | 9802269 | POLE, STEEL | 1965-07-01 | 1965-07-01 | WCDXFER
0 | 0 | 0 | 0 | 2024-12-01 | BH Colorado Electric Oper Co | Regulated Electric (122) | X - DNU - RETIRED LINE | X - DNU - RETIRED LINE | 135500 | Pole, Wood: 7911000000 | 9803187 | POLE, WOOD | 1965-07-01 | 1965-07-01 | WCDXFER
0 | 0 | 0 | 0 | 2024-12-01 | BH Colorado Electric Oper Co | Regulated Electric (122) | X - DNU - RETIRED LINE | X - DNU - RETIRED LINE | 135500 | Pole, Wood: 7911000000 | 9803235 | POLE, WOOD | 1964-07-01 | 1964-07-01 | WCDXFER
0 | 0 | 0 | 0 | 2024-12-01 | BH Colorado Electric Oper Co | Regulated Electric (122) | X - DNU - RETIRED LINE | X - DNU - RETIRED LINE | 135500 | Pole, Wood: 7911000000 | 9803276 | POLE, WOOD | 1965-07-01 | 1965-07-01 | WCDXFER
0 | 0 | 0 | 0 | 2024-12-01 | BH Colorado Electric Oper Co | Regulated Electric (122) | X - DNU - RETIRED LINE | X - DNU - RETIRED LINE | 135500 | Pole, Wood: 7911000000 | 9803155 | POLE, WOOD | 1972-07-01 | 1972-07-01 | WCDXFER
0 | 0 | 0 | 0 | 2024-12-01 | BH Colorado Electric Oper Co | Regulated Electric (122) | X - DNU - RETIRED LINE | X - DNU - RETIRED LINE | 135500 | Pole, Wood: 7911000000 | 9803154 | POLE, WOOD | 1964-07-01 | 1964-07-01 | WCDXFER
0 | 0 | 0 | 0 | 2024-12-01 | BH Colorado Electric Oper Co | Regulated Electric (122) | X - DNU - RETIRED LINE | X - DNU - RETIRED LINE | 135500 | Pole, Wood: 7911000000 | 9803053 | POLE, WOOD | 1965-07-01 | 1965-07-01 | WCDXFER
0 | 0 | 0 | 0 | 2024-12-01 | BH Colorado Electric Oper Co | Regulated Electric (122) | X - DNU - RETIRED LINE | X - DNU - RETIRED LINE | 135500 | Pole, Wood: 7911000000 | 9803332 | POLE, WOOD | 1965-07-01 | 1965-07-01 | WCDXFER
0 | 0 | 0 | 0 | 2024-12-01 | BH Colorado Electric Oper Co | Regulated Electric (122) | X - DNU - RETIRED LINE | X - DNU - RETIRED LINE | 135500 | Pole, Wood: 7911000000 | 9802270 | POLE, WOOD | 1965-07-01 | 1965-07-01 | WCDXFER
0 | 0 | 0 | 0 | 2024-12-01 | BH Colorado Electric Oper Co | Regulated Electric (122) | X - DNU - RETIRED LINE | X - DNU - RETIRED LINE | 135500 | Pole, Wood: 7911000000 | 9802174 | POLE, WOOD | 1965-07-01 | 1965-07-01 | WCDXFER
0 | 0 | 0 | 0 | 2024-12-01 | BH Colorado Electric Oper Co | Regulated Electric (122) | X - DNU - RETIRED LINE | X - DNU - RETIRED LINE | 135500 | Pole, Wood: 7911000000 | 9802162 | POLE, WOOD | 1965-07-01 | 1965-07-01 | WCDXFER
0 | 0 | 0 | 0 | 2024-12-01 | BH Colorado Electric Oper Co | Regulated Electric (122) | X - DNU - RETIRED LINE | X - DNU - RETIRED LINE | 135500 | Pole, Wood: 7911000000 | 9803377 | POLE, WOOD | 1977-07-01 | 1977-07-01 | WCDXFER
0 | 0 | 0 | 0 | 2024-12-01 | BH Colorado Electric Oper Co | Regulated Electric (122) | X - DNU - RETIRED LINE | X - DNU - RETIRED LINE | 135500 | Pole, Wood: 7911000000 | 9803156 | POLE, WOOD | 1986-07-01 | 1986-07-01 | WCDXFER
0 | 0 | 0 | 0 | 2024-12-01 | BH Colorado Electric Oper Co | Regulated Electric (122) | X - DNU - RETIRED LINE | X - DNU - RETIRED LINE | 135500 | Pole, Wood: 7911000000 | 9803312 | POLE, WOOD | 1964-07-01 | 1964-07-01 | WCDXFER
0 | 0 | 0 | 0 | 2024-12-01 | BH Colorado Electric Oper Co | Regulated Electric (122) | X - DNU - RETIRED LINE | X - DNU - RETIRED LINE | 135500 | Pole, Wood: 7911000000 | 9803000 | POLE, WOOD | 1964-07-01 | 1964-07-01 | WCDXFER
0 | 0 | 0 | 0 | 2024-12-01 | BH Colorado Electric Oper Co | Regulated Electric (122) | X - DNU - RETIRED LINE | X - DNU - RETIRED LINE | 135500 | Pole, Wood: 7911000000 | 9802199 | POLE, WOOD | 1965-07-01 | 1965-07-01 | WCDXFER
0 | 0 | 0 | 0 | 2024-12-01 | BH Colorado Electric Oper Co | Regulated Electric (122) | X - DNU - RETIRED LINE | X - DNU - RETIRED LINE | 135500 | Steel 1 Pole 25': 7912012500 | 9975161 | STEEL 1 POLE 25' | 1965-07-01 | 1965-07-01 | CPR Conversion
0 | 0 | 0 | 0 | 2024-12-01 | BH Colorado Electric Oper Co | Regulated Electric (122) | X - DNU - RETIRED LINE | X - DNU - RETIRED LINE | 135500 | Wood 1 Pole 35': 7911013500 | 9975168 | WOOD 1 POLE 35' | 1965-07-01 | 1965-07-01 | CPR Conversion
0 | 0 | 0 | 0 | 2024-12-01 | BH Colorado Electric Oper Co | Regulated Electric (122) | X - DNU - RETIRED LINE | X - DNU - RETIRED LINE | 135500 | Wood 1 Pole 40': 7911014000 | 9975167 | WOOD 1 POLE 40' | 1965-07-01 | 1965-07-01 | CPR Conversion
0 | 0 | 0 | 0 | 2024-12-01 | BH Colorado Electric Oper Co | Regulated Electric (122) | X - DNU - RETIRED LINE | X - DNU - RETIRED LINE | 135500 | Wood 1 Pole 45': 7911014500 | 9975166 | WOOD 1 POLE 45' | 1965-07-01 | 1965-07-01 | CPR Conversion
0 | 0 | 0 | 0 | 2024-12-01 | BH Colorado Electric Oper Co | Regulated Electric (122) | X - DNU - RETIRED LINE | X - DNU - RETIRED LINE | 135500 | Wood 1 Pole 55': 7911015500 | 9975165 | WOOD 1 POLE 55' | 1965-07-01 | 1965-07-01 | CPR Conversion
0 | 0 | 0 | 0 | 2024-12-01 | BH Colorado Electric Oper Co | Regulated Electric (122) | X - DNU - RETIRED LINE | X - DNU - RETIRED LINE | 135500 | Wood 1 Pole 60': 7911016000 | 9974626 | WOOD 1 POLE 60' | 1964-07-01 | 1964-07-01 | CPR Conversion
0 | 0 | 0 | 0 | 2024-12-01 | BH Colorado Electric Oper Co | Regulated Electric (122) | X - DNU - RETIRED LINE | X - DNU - RETIRED LINE | 135500 | Wood 1 Pole 60': 7911016000 | 9724211 | WOOD 1 POLE 60' | 1965-07-01 | 1965-07-01 | CPR Conversion
0 | 0 | 0 | 0 | 2024-12-01 | BH Colorado Electric Oper Co | Regulated Electric (122) | X - DNU - RETIRED LINE | X - DNU - RETIRED LINE | 135500 | Wood 1 Pole 65': 7911016500 | 9975164 | WOOD 1 POLE 65' | 1965-07-01 | 1965-07-01 | CPR Conversion
0 | 0 | 0 | 0 | 2024-12-01 | BH Colorado Electric Oper Co | Regulated Electric (122) | X - DNU - RETIRED LINE | X - DNU - RETIRED LINE | 135500 | Wood 1 Pole 65': 7911016500 | 9974624 | WOOD 1 POLE 65' | 1972-07-01 | 1972-07-01 | CPR Conversion
0 | 0 | 0 | 0 | 2024-12-01 | BH Colorado Electric Oper Co | Regulated Electric (122) | X - DNU - RETIRED LINE | X - DNU - RETIRED LINE | 135500 | Wood 1 Pole 65': 7911016500 | 9974625 | WOOD 1 POLE 65' | 1964-07-01 | 1964-07-01 | CPR Conversion
0 | 0 | 0 | 0 | 2024-12-01 | BH Colorado Electric Oper Co | Regulated Electric (122) | X - DNU - RETIRED LINE | X - DNU - RETIRED LINE | 135500 | Wood 1 Pole 65': 7911016500 | 9974623 | WOOD 1 POLE 65' | 1986-07-01 | 1986-07-01 | CPR Conversion
0 | 0 | 0 | 0 | 2024-12-01 | BH Colorado Electric Oper Co | Regulated Electric (122) | X - DNU - RETIRED LINE | X - DNU - RETIRED LINE | 135500 | Wood 1 Pole 70': 7911017000 | 9974622 | WOOD 1 POLE 70' | 1964-07-01 | 1964-07-01 | CPR Conversion
0 | 0 | 0 | 0 | 2024-12-01 | BH Colorado Electric Oper Co | Regulated Electric (122) | X - DNU - RETIRED LINE | X - DNU - RETIRED LINE | 135500 | Wood 1 Pole 70': 7911017000 | 9975163 | WOOD 1 POLE 70' | 1965-07-01 | 1965-07-01 | CPR Conversion
0 | 0 | 0 | 0 | 2024-12-01 | BH Colorado Electric Oper Co | Regulated Electric (122) | X - DNU - RETIRED LINE | X - DNU - RETIRED LINE | 135500 | Wood 1 Pole 75': 7911017500 | 9974621 | WOOD 1 POLE 75' | 1964-07-01 | 1964-07-01 | CPR Conversion
0 | 0 | 0 | 0 | 2024-12-01 | BH Colorado Electric Oper Co | Regulated Electric (122) | X - DNU - RETIRED LINE | X - DNU - RETIRED LINE | 135500 | Wood 1 Pole 75': 7911017500 | 9975162 | WOOD 1 POLE 75' | 1965-07-01 | 1965-07-01 | CPR Conversion
0 | 0 | 0 | 0 | 2024-12-01 | BH Colorado Electric Oper Co | Regulated Electric (122) | X - DNU - RETIRED LINE | X - DNU - RETIRED LINE | 135500 | Wood 2 Poles 60': 7911026000 | 9724165 | WOOD 2 POLES 60' | 1977-07-01 | 1977-07-01 | CPR Conversion
0 | 0 | 0 | 0 | 2024-12-01 | BH Colorado Electric Oper Co | Regulated Electric (122) | X - DNU - RETIRED LINE | X - DNU - RETIRED LINE | 135600 | Conductor, Oh: 1681000000 | 9974619 | TRANSMISSION LINES-CONDUCTOR | 1979-07-01 | 1979-07-01 | CPR Conversion
0 | 0 | 0 | 0 | 2024-12-01 | BH Colorado Electric Oper Co | Regulated Electric (122) | X - DNU - RETIRED LINE | X - DNU - RETIRED LINE | 135600 | Conductor, Oh: 1681000000 | 9975160 | CONDUCTOR, OVERHEAD | 1965-07-01 | 1965-07-01 | CPR Conversion
0 | 0 | 0 | 0 | 2024-12-01 | BH Colorado Electric Oper Co | Regulated Electric (122) | X - DNU - RETIRED LINE | X - DNU - RETIRED LINE | 135600 | Conductor, Oh: 1681000000 | 9974620 | CONDUCTOR, OVERHEAD | 1964-07-01 | 1964-07-01 | CPR Conversion
0 | 0 | 0 | 0 | 2024-12-01 | BH Colorado Electric Oper Co | Regulated Electric (122) | X - DNU - RETIRED LINE | X - DNU - RETIRED LINE | 135600 | Static Wire (Transmission Lines): 1682000000 | 9974618 | STATIC WIRE (TRANSMISSION LINES) | 1964-07-01 | 1964-07-01 | CPR Conversion
0 | 0 | 0 | 0 | 2024-12-01 | BH Colorado Electric Oper Co | Regulated Electric (122) | X - DNU - RETIRED LINE | X - DNU - RETIRED LINE | 135600 | Static Wire (Transmission Lines): 1682000000 | 9975159 | STATIC WIRE (TRANSMISSION LINES) | 1965-07-01 | 1965-07-01 | CPR Conversion
0 | 0 | 0 | 0 | 2024-12-01 | BH Colorado Electric Oper Co | Regulated Electric (122) | X - DNU - Retired Line | WPC Transmission Line # 704 | 135500 | Anchors: 0140000000 | 9831214 | ANCHORS | 1996-07-01 | 1996-07-01 | CPR Conversion
0 | 0 | 0 | 0 | 2024-12-01 | BH Colorado Electric Oper Co | Regulated Electric (122) | X - DNU - Retired Line | WPC Transmission Line # 704 | 135500 | Crossarm Assemblies, Wood: 7914000000 | 9802659 | CROSSARM ASSEMBLIES, WOOD | 1996-07-01 | 1996-07-01 | WCDXFER
0 | 0 | 0 | 0 | 2024-12-01 | BH Colorado Electric Oper Co | Regulated Electric (122) | X - DNU - Retired Line | WPC Transmission Line # 704 | 135500 | Crossarm Assemblies, Wood: 7914000000 | 9802794 | CROSSARM ASSEMBLIES, WOOD | 1990-07-01 | 1990-07-01 | WCDXFER
0 | 0 | 0 | 0 | 2024-12-01 | BH Colorado Electric Oper Co | Regulated Electric (122) | X - DNU - Retired Line | WPC Transmission Line # 704 | 135500 | Crossarm Assemblies, Wood: 7914000000 | 9802808 | CROSSARM ASSEMBLIES, WOOD | 1996-07-01 | 1996-07-01 | WCDXFER
0 | 0 | 0 | 0 | 2024-12-01 | BH Colorado Electric Oper Co | Regulated Electric (122) | X - DNU - Retired Line | WPC Transmission Line # 704 | 135500 | Guys: 4060000000 | 9831215 | GUYS | 1996-07-01 | 1996-07-01 | CPR Conversion
0 | 0 | 0 | 0 | 2024-12-01 | BH Colorado Electric Oper Co | Regulated Electric (122) | X - DNU - Retired Line | WPC Transmission Line # 704 | 135500 | Pole, Wood: 7911000000 | 9803323 | POLE, WOOD | 1990-07-01 | 1990-07-01 | WCDXFER
0 | 0 | 0 | 0 | 2024-12-01 | BH Colorado Electric Oper Co | Regulated Electric (122) | X - DNU - Retired Line | WPC Transmission Line # 704 | 135500 | Pole, Wood: 7911000000 | 9803197 | POLE, WOOD | 1996-07-01 | 1996-07-01 | WCDXFER
0 | 0 | 0 | 0 | 2024-12-01 | BH Colorado Electric Oper Co | Regulated Electric (122) | X - DNU - Retired Line | WPC Transmission Line # 704 | 135500 | Pole, Wood: 7911000000 | 9803371 | POLE, WOOD | 1996-07-01 | 1996-07-01 | WCDXFER
0 | 0 | 0 | 0 | 2024-12-01 | BH Colorado Electric Oper Co | Regulated Electric (122) | X - DNU - Retired Line | WPC Transmission Line # 704 | 135500 | Wood 1 Pole 65': 7911016500 | 9776103 | WOOD 1 POLE 65' | 1996-07-01 | 1996-07-01 | CPR Conversion
0 | 0 | 0 | 0 | 2024-12-01 | BH Colorado Electric Oper Co | Regulated Electric (122) | X - DNU - Retired Line | WPC Transmission Line # 704 | 135500 | Wood 1 Pole 75': 7911017500 | 9975067 | WOOD 1 POLE 75' | 1990-07-01 | 1990-07-01 | CPR Conversion
0 | 0 | 0 | 0 | 2024-12-01 | BH Colorado Electric Oper Co | Regulated Electric (122) | X - DNU - Retired Line | WPC Transmission Line # 704 | 135500 | Wood 1 Pole 80': 7911018000 | 9689545 | WOOD 1 POLE 80' | 1996-07-01 | 1996-07-01 | CPR Conversion
0 | 0 | 0 | 0 | 2024-12-01 | BH Colorado Electric Oper Co | Regulated Electric (122) | X - DNU - Retired Line | WPC Transmission Line # 704 | 135600 | Conductor, Oh: 1681000000 | 9975066 | CONDUCTOR, OVERHEAD | 1990-07-01 | 1990-07-01 | CPR Conversion
0 | 0 | 0 | 0 | 2024-12-01 | BH Colorado Electric Oper Co | Regulated Electric (122) | X - DNU - Retired Line | WPC Transmission Line # 704 | 135600 | Suspension Insulators: 4273000000 | 9792757 | SUSPENSION INSULATORS | 1996-07-01 | 1996-07-01 | CPR Conversion
0 | 0 | 0 | 0 | 2024-12-01 | BH Colorado Electric Oper Co | Regulated Electric (122) | X - DNU - RETIRED LINE | X - DNU - RETIRED LINE | 135002 | Land Rights - Non-Depreciable: 4552XXXXXX | 9870053 | T-LIN S09 T22 R57 | 1942-07-01 | 1942-07-01 | CPR Conversion
0 | 0 | 0 | 0 | 2024-12-01 | BH Colorado Electric Oper Co | Regulated Electric (122) | X - DNU - RETIRED LINE | X - DNU - RETIRED LINE | 135002 | Land Rights - Non-Depreciable: 4552XXXXXX | 9699858 | T-LIN S31 T21 R60 | 1954-07-01 | 1954-07-01 | CPR Conversion
0 | 0 | 0 | 0 | 2024-12-01 | BH Colorado Electric Oper Co | Regulated Electric (122) | X - DNU - RETIRED LINE | X - DNU - RETIRED LINE | 135002 | Land Rights - Non-Depreciable: 4552XXXXXX | 9696127 | T-LIN S05 T22 R60 | 1954-07-01 | 1954-07-01 | CPR Conversion
0 | 0 | 0 | 0 | 2024-12-01 | BH Colorado Electric Oper Co | Regulated Electric (122) | X - DNU - RETIRED LINE | X - DNU - RETIRED LINE | 135002 | Land Rights - Non-Depreciable: 4552XXXXXX | 9691246 | T-LIN S36 T21 R57 | 1977-07-01 | 1977-07-01 | CPR Conversion
0 | 0 | 0 | 0 | 2024-12-01 | BH Colorado Electric Oper Co | Regulated Electric (122) | X - DNU - RETIRED LINE | X - DNU - RETIRED LINE | 135002 | Land Rights - Non-Depreciable: 4552XXXXXX | 9870114 | T-LIN S09 T22 R57 | 1977-07-01 | 1977-07-01 | CPR Conversion
0 | 0 | 0 | 0 | 2024-12-01 | BH Colorado Electric Oper Co | Regulated Electric (122) | X - DNU - RETIRED LINE | X - DNU - RETIRED LINE | 135002 | Land Rights - Non-Depreciable: 4552XXXXXX | 9870112 | T-LIN S12 T22 R57 | 1977-07-01 | 1977-07-01 | CPR Conversion
0 | 0 | 0 | 0 | 2024-12-01 | BH Colorado Electric Oper Co | Regulated Electric (122) | X - DNU - RETIRED LINE | X - DNU - RETIRED LINE | 135002 | Land Rights - Non-Depreciable: 4552XXXXXX | 9870115 | T-LIN S25 T21 R57 | 1977-07-01 | 1977-07-01 | CPR Conversion
0 | 0 | 0 | 0 | 2024-12-01 | BH Colorado Electric Oper Co | Regulated Electric (122) | X - DNU - RETIRED LINE | X - DNU - RETIRED LINE | 135002 | Land Rights - Non-Depreciable: 4552XXXXXX | 9870055 | T-LIN S09 T22 R57 | 1939-07-01 | 1939-07-01 | CPR Conversion
0 | 0 | 0 | 0 | 2024-12-01 | BH Colorado Electric Oper Co | Regulated Electric (122) | X - DNU - RETIRED LINE | X - DNU - RETIRED LINE | 135002 | Land Rights - Non-Depreciable: 4552XXXXXX | 9870046 | T-LIN S18 T21 R61 | 1954-07-01 | 1954-07-01 | CPR Conversion
0 | 0 | 0 | 0 | 2024-12-01 | BH Colorado Electric Oper Co | Regulated Electric (122) | X - DNU - RETIRED LINE | X - DNU - RETIRED LINE | 135002 | Land Rights - Non-Depreciable: 4552XXXXXX | 9718847 | T-LIN S17 T21 R61 | 1954-07-01 | 1954-07-01 | CPR Conversion
0 | 0 | 0 | 0 | 2024-12-01 | BH Colorado Electric Oper Co | Regulated Electric (122) | X - DNU - RETIRED LINE | X - DNU - RETIRED LINE | 135002 | Land Rights - Non-Depreciable: 4552XXXXXX | 9870118 | T-LIN S11 T22 R58 | 1977-07-01 | 1977-07-01 | CPR Conversion
0 | 0 | 0 | 0 | 2024-12-01 | BH Colorado Electric Oper Co | Regulated Electric (122) | X - DNU - RETIRED LINE | X - DNU - RETIRED LINE | 135002 | Land Rights - Non-Depreciable: 4552XXXXXX | 9870050 | T-LIN S35 T21 R61 | 1951-07-01 | 1951-07-01 | CPR Conversion
0 | 0 | 0 | 0 | 2024-12-01 | BH Colorado Electric Oper Co | Regulated Electric (122) | X - DNU - RETIRED LINE | X - DNU - RETIRED LINE | 135002 | Land Rights - Non-Depreciable: 4552XXXXXX | 9870045 | T-LIN S05 T21 R60 | 1954-07-01 | 1954-07-01 | CPR Conversion
0 | 0 | 0 | 0 | 2024-12-01 | BH Colorado Electric Oper Co | Regulated Electric (122) | X - DNU - RETIRED LINE | X - DNU - RETIRED LINE | 135002 | Land Rights - Non-Depreciable: 4552XXXXXX | 9870043 | T-LIN S04 T21 R62 | 1962-07-01 | 1962-07-01 | CPR Conversion
0 | 0 | 0 | 0 | 2024-12-01 | BH Colorado Electric Oper Co | Regulated Electric (122) | X - DNU - RETIRED LINE | X - DNU - RETIRED LINE | 135002 | Land Rights - Non-Depreciable: 4552XXXXXX | 9870040 | T-LIN S02 T21 R64 | 1966-07-01 | 1966-07-01 | CPR Conversion
0 | 0 | 0 | 0 | 2024-12-01 | BH Colorado Electric Oper Co | Regulated Electric (122) | X - DNU - RETIRED LINE | X - DNU - RETIRED LINE | 135002 | Land Rights - Non-Depreciable: 4552XXXXXX | 9718846 | T-LIN S03 T21 R64 | 1966-07-01 | 1966-07-01 | CPR Conversion
0 | 0 | 0 | 0 | 2024-12-01 | BH Colorado Electric Oper Co | Regulated Electric (122) | X - DNU - RETIRED LINE | X - DNU - RETIRED LINE | 135002 | Land Rights - Non-Depreciable: 4552XXXXXX | 9870116 | T-LIN S11 T22 R57 | 1977-07-01 | 1977-07-01 | CPR Conversion
0 | 0 | 0 | 0 | 2024-12-01 | BH Colorado Electric Oper Co | Regulated Electric (122) | X - DNU - RETIRED LINE | X - DNU - RETIRED LINE | 135002 | Land Rights - Non-Depreciable: 4552XXXXXX | 9870056 | T-LIN S09 T22 R57 | 1938-07-01 | 1938-07-01 | CPR Conversion
0 | 0 | 0 | 0 | 2024-12-01 | BH Colorado Electric Oper Co | Regulated Electric (122) | X - DNU - RETIRED LINE | X - DNU - RETIRED LINE | 135002 | Land Rights - Non-Depreciable: 4552XXXXXX | 9691240 | T-LIN S04 T19 R70 | 1978-07-01 | 1978-07-01 | CPR Conversion
0 | 0 | 0 | 0 | 2024-12-01 | BH Colorado Electric Oper Co | Regulated Electric (122) | X - DNU - RETIRED LINE | X - DNU - RETIRED LINE | 135002 | Land Rights - Non-Depreciable: 4552XXXXXX | 9718840 | T-LIN S05 T19 R70 | 1978-07-01 | 1978-07-01 | CPR Conversion
0 | 0 | 0 | 0 | 2024-12-01 | BH Colorado Electric Oper Co | Regulated Electric (122) | X - DNU - RETIRED LINE | X - DNU - RETIRED LINE | 135002 | Land Rights - Non-Depreciable: 4552XXXXXX | 9870120 | T-LIN S14 T22 R58 | 1977-07-01 | 1977-07-01 | CPR Conversion
0 | 0 | 0 | 0 | 2024-12-01 | BH Colorado Electric Oper Co | Regulated Electric (122) | X - DNU - RETIRED LINE | X - DNU - RETIRED LINE | 135002 | Land Rights - Non-Depreciable: 4552XXXXXX | 9870049 | T-LIN S36 T21 R61 | 1954-07-01 | 1954-07-01 | CPR Conversion
0 | 0 | 0 | 0 | 2024-12-01 | BH Colorado Electric Oper Co | Regulated Electric (122) | X - DNU - RETIRED LINE | X - DNU - RETIRED LINE | 135002 | Land Rights - Non-Depreciable: 4552XXXXXX | 9870038 | T-LIN S08 T21 R64 | 1976-07-01 | 1976-07-01 | CPR Conversion
0 | 0 | 0 | 0 | 2024-12-01 | BH Colorado Electric Oper Co | Regulated Electric (122) | X - DNU - RETIRED LINE | X - DNU - RETIRED LINE | 135002 | Land Rights - Non-Depreciable: 4552XXXXXX | 9691243 | T-LIN S21 T21 R61 | 1954-07-01 | 1954-07-01 | CPR Conversion
0 | 0 | 0 | 0 | 2024-12-01 | BH Colorado Electric Oper Co | Regulated Electric (122) | X - DNU - RETIRED LINE | X - DNU - RETIRED LINE | 135002 | Land Rights - Non-Depreciable: 4552XXXXXX | 9870054 | T-LIN S09 T22 R57 | 1941-07-01 | 1941-07-01 | CPR Conversion
0 | 0 | 0 | 0 | 2024-12-01 | BH Colorado Electric Oper Co | Regulated Electric (122) | X - DNU - RETIRED LINE | X - DNU - RETIRED LINE | 135002 | Land Rights - Non-Depreciable: 4552XXXXXX | 9870042 | T-LIN S05 T21 R63 | 1966-07-01 | 1966-07-01 | CPR Conversion
0 | 0 | 0 | 0 | 2024-12-01 | BH Colorado Electric Oper Co | Regulated Electric (122) | X - DNU - RETIRED LINE | X - DNU - RETIRED LINE | 135002 | Land Rights - Non-Depreciable: 4552XXXXXX | 9718853 | T-LIN S12 T22 R58 | 1977-07-01 | 1977-07-01 | CPR Conversion
0 | 0 | 0 | 0 | 2024-12-01 | BH Colorado Electric Oper Co | Regulated Electric (122) | X - DNU - RETIRED LINE | X - DNU - RETIRED LINE | 135002 | Land Rights - Non-Depreciable: 4552XXXXXX | 9708895 | T-LIN S24 T21 R57 | 1977-07-01 | 1977-07-01 | CPR Conversion
0 | 0 | 0 | 0 | 2024-12-01 | BH Colorado Electric Oper Co | Regulated Electric (122) | X - DNU - RETIRED LINE | X - DNU - RETIRED LINE | 135002 | Land Rights - Non-Depreciable: 4552XXXXXX | 9704827 | T-LIN S26 T22 R58 | 1969-07-01 | 1969-07-01 | CPR Conversion
0 | 0 | 0 | 0 | 2024-12-01 | BH Colorado Electric Oper Co | Regulated Electric (122) | X - DNU - RETIRED LINE | X - DNU - RETIRED LINE | 135002 | Land Rights - Non-Depreciable: 4552XXXXXX | 9870039 | T-LIN S05 T21 R63 | 1967-07-01 | 1967-07-01 | CPR Conversion
0 | 0 | 0 | 0 | 2024-12-01 | BH Colorado Electric Oper Co | Regulated Electric (122) | X - DNU - RETIRED LINE | X - DNU - RETIRED LINE | 135002 | Land Rights - Non-Depreciable: 4552XXXXXX | 9870119 | T-LIN S23 T22 R58 | 1977-07-01 | 1977-07-01 | CPR Conversion
0 | 0 | 0 | 0 | 2024-12-01 | BH Colorado Electric Oper Co | Regulated Electric (122) | X - DNU - RETIRED LINE | X - DNU - RETIRED LINE | 135002 | Land Rights - Non-Depreciable: 4552XXXXXX | 9870041 | T-LIN S06 T21 R63 | 1966-07-01 | 1966-07-01 | CPR Conversion
0 | 0 | 0 | 0 | 2024-12-01 | BH Colorado Electric Oper Co | Regulated Electric (122) | X - DNU - RETIRED LINE | X - DNU - RETIRED LINE | 135002 | Land Rights - Non-Depreciable: 4552XXXXXX | 9870111 | T-LIN S01 T22 R57 | 1977-07-01 | 1977-07-01 | CPR Conversion
0 | 0 | 0 | 0 | 2024-12-01 | BH Colorado Electric Oper Co | Regulated Electric (122) | X - DNU - RETIRED LINE | X - DNU - RETIRED LINE | 135002 | Land Rights - Non-Depreciable: 4552XXXXXX | 9870044 | T-LIN S32 T21 R60 | 1954-07-01 | 1954-07-01 | CPR Conversion
0 | 0 | 0 | 0 | 2024-12-01 | BH Colorado Electric Oper Co | Regulated Electric (122) | X - DNU - RETIRED LINE | X - DNU - RETIRED LINE | 135002 | Land Rights - Non-Depreciable: 4552XXXXXX | 9870057 | T-LIN S09 T22 R57 | 1937-07-01 | 1937-07-01 | CPR Conversion
0 | 0 | 0 | 0 | 2024-12-01 | BH Colorado Electric Oper Co | Regulated Electric (122) | X - DNU - RETIRED LINE | X - DNU - RETIRED LINE | 135002 | Land Rights - Non-Depreciable: 4552XXXXXX | 9870110 | T-LIN S10 T22 R57 | 1977-07-01 | 1977-07-01 | CPR Conversion
0 | 0 | 0 | 0 | 2024-12-01 | BH Colorado Electric Oper Co | Regulated Electric (122) | X - DNU - RETIRED LINE | X - DNU - RETIRED LINE | 135002 | Land Rights - Non-Depreciable: 4552XXXXXX | 9870052 | TRANS LINE | 1943-07-01 | 1943-07-01 | CPR Conversion
0 | 0 | 0 | 0 | 2024-12-01 | BH Colorado Electric Oper Co | Regulated Electric (122) | X - DNU - RETIRED LINE | X - DNU - RETIRED LINE | 135002 | Land Rights - Non-Depreciable: 4552XXXXXX | 9870048 | T-LIN S35 T21 R61 | 1954-07-01 | 1954-07-01 | CPR Conversion
0 | 0 | 0 | 0 | 2024-12-01 | BH Colorado Electric Oper Co | Regulated Electric (122) | X - DNU - RETIRED LINE | X - DNU - RETIRED LINE | 135002 | Land Rights - Non-Depreciable: 4552XXXXXX | 9870121 | T-LIN S07 T21 R64 | 1976-07-01 | 1976-07-01 | CPR Conversion
0 | 0 | 0 | 0 | 2024-12-01 | BH Colorado Electric Oper Co | Regulated Electric (122) | X - DNU - RETIRED LINE | X - DNU - RETIRED LINE | 135002 | Land Rights - Non-Depreciable: 4552XXXXXX | 9870117 | T-LIN S07 T22 R57 | 1977-07-01 | 1977-07-01 | CPR Conversion
0 | 0 | 0 | 0 | 2024-12-01 | BH Colorado Electric Oper Co | Regulated Electric (122) | X - DNU - RETIRED LINE | X - DNU - RETIRED LINE | 135002 | Land Rights - Non-Depreciable: 4552XXXXXX | 9870051 | T-LIN S18 T21 R61 | 1951-07-01 | 1951-07-01 | CPR Conversion
0 | 0 | 0 | 0 | 2024-12-01 | BH Colorado Electric Oper Co | Regulated Electric (122) | X - DNU - RETIRED LINE | X - DNU - RETIRED LINE | 135002 | Land Rights - Non-Depreciable: 4552XXXXXX | 9870113 | T-LIN S08 T22 R57 | 1977-07-01 | 1977-07-01 | CPR Conversion
0 | 0 | 0 | 0 | 2024-12-01 | BH Colorado Electric Oper Co | Regulated Electric (122) | X - DNU - RETIRED LINE | X - DNU - RETIRED LINE | 135002 | Land Rights - Non-Depreciable: 4552XXXXXX | 9870047 | T-LIN S16 T21 R61 | 1954-07-01 | 1954-07-01 | CPR Conversion
0 | 0 | 0 | 0 | 2024-12-01 | BH Colorado Electric Oper Co | Regulated Electric (122) | X - DNU - RETIRED LINE | X - DNU - RETIRED LINE | 135500 | Crossarm Assemblies, Steel: 7915000000 | 9801958 | CROSSARM ASSEMBLIES, STEEL | 1936-07-01 | 1936-07-01 | WCDXFER
0 | 0 | 0 | 0 | 2024-12-01 | BH Colorado Electric Oper Co | Regulated Electric (122) | X - DNU - RETIRED LINE | X - DNU - RETIRED LINE | 135500 | Crossarm Assemblies, Steel: 7915000000 | 9801959 | CROSSARM ASSEMBLIES, STEEL | 1936-07-01 | 1936-07-01 | WCDXFER
0 | 0 | 0 | 0 | 2024-12-01 | BH Colorado Electric Oper Co | Regulated Electric (122) | X - DNU - RETIRED LINE | X - DNU - RETIRED LINE | 135500 | Crossarm Assemblies, Wood: 7914000000 | 9802600 | CROSSARM ASSEMBLIES, WOOD | 1978-07-01 | 1978-07-01 | WCDXFER
0 | 0 | 0 | 0 | 2024-12-01 | BH Colorado Electric Oper Co | Regulated Electric (122) | X - DNU - RETIRED LINE | X - DNU - RETIRED LINE | 135500 | Crossarm Assemblies, Wood: 7914000000 | 9802443 | CROSSARM ASSEMBLIES, WOOD | 1975-07-01 | 1975-07-01 | WCDXFER
0 | 0 | 0 | 0 | 2024-12-01 | BH Colorado Electric Oper Co | Regulated Electric (122) | X - DNU - RETIRED LINE | X - DNU - RETIRED LINE | 135500 | Crossarm Assemblies, Wood: 7914000000 | 9802824 | CROSSARM ASSEMBLIES, WOOD | 1972-07-01 | 1972-07-01 | WCDXFER
0 | 0 | 0 | 0 | 2024-12-01 | BH Colorado Electric Oper Co | Regulated Electric (122) | X - DNU - RETIRED LINE | X - DNU - RETIRED LINE | 135500 | Crossarm Assemblies, Wood: 7914000000 | 9807429 | CROSSARM ASSEMBLIES, WOOD | 1980-07-01 | 1980-07-01 | WCDXFER
0 | 0 | 0 | 0 | 2024-12-01 | BH Colorado Electric Oper Co | Regulated Electric (122) | X - DNU - RETIRED LINE | X - DNU - RETIRED LINE | 135500 | Crossarm Assemblies, Wood: 7914000000 | 9807426 | CROSSARM ASSEMBLIES, WOOD | 1941-07-01 | 1941-07-01 | WCDXFER
0 | 0 | 0 | 0 | 2024-12-01 | BH Colorado Electric Oper Co | Regulated Electric (122) | X - DNU - RETIRED LINE | X - DNU - RETIRED LINE | 135500 | Crossarm Assemblies, Wood: 7914000000 | 9807420 | CROSSARM ASSEMBLIES, WOOD | 1973-07-01 | 1973-07-01 | WCDXFER
0 | 0 | 0 | 0 | 2024-12-01 | BH Colorado Electric Oper Co | Regulated Electric (122) | X - DNU - RETIRED LINE | X - DNU - RETIRED LINE | 135500 | Crossarm Assemblies, Wood: 7914000000 | 9802718 | CROSSARM ASSEMBLIES, WOOD | 1969-07-01 | 1969-07-01 | WCDXFER
0 | 0 | 0 | 0 | 2024-12-01 | BH Colorado Electric Oper Co | Regulated Electric (122) | X - DNU - RETIRED LINE | X - DNU - RETIRED LINE | 135500 | Crossarm Assemblies, Wood: 7914000000 | 9802775 | CROSSARM ASSEMBLIES, WOOD | 1977-07-01 | 1977-07-01 | WCDXFER
0 | 0 | 0 | 0 | 2024-12-01 | BH Colorado Electric Oper Co | Regulated Electric (122) | X - DNU - RETIRED LINE | X - DNU - RETIRED LINE | 135500 | Crossarm Assemblies, Wood: 7914000000 | 9802774 | CROSSARM ASSEMBLIES, WOOD | 1976-07-01 | 1976-07-01 | WCDXFER
0 | 0 | 0 | 0 | 2024-12-01 | BH Colorado Electric Oper Co | Regulated Electric (122) | X - DNU - RETIRED LINE | X - DNU - RETIRED LINE | 135500 | Crossarm Assemblies, Wood: 7914000000 | 9802769 | CROSSARM ASSEMBLIES, WOOD | 1964-07-01 | 1964-07-01 | WCDXFER
0 | 0 | 0 | 0 | 2024-12-01 | BH Colorado Electric Oper Co | Regulated Electric (122) | X - DNU - RETIRED LINE | X - DNU - RETIRED LINE | 135500 | Crossarm Assemblies, Wood: 7914000000 | 9802719 | CROSSARM ASSEMBLIES, WOOD | 1971-07-01 | 1971-07-01 | WCDXFER
0 | 0 | 0 | 0 | 2024-12-01 | BH Colorado Electric Oper Co | Regulated Electric (122) | X - DNU - RETIRED LINE | X - DNU - RETIRED LINE | 135500 | Crossarm Assemblies, Wood: 7914000000 | 9802634 | CROSSARM ASSEMBLIES, WOOD | 1969-07-01 | 1969-07-01 | WCDXFER
0 | 0 | 0 | 0 | 2024-12-01 | BH Colorado Electric Oper Co | Regulated Electric (122) | X - DNU - RETIRED LINE | X - DNU - RETIRED LINE | 135500 | Crossarm Assemblies, Wood: 7914000000 | 9802630 | CROSSARM ASSEMBLIES, WOOD | 1965-07-01 | 1965-07-01 | WCDXFER
0 | 0 | 0 | 0 | 2024-12-01 | BH Colorado Electric Oper Co | Regulated Electric (122) | X - DNU - RETIRED LINE | X - DNU - RETIRED LINE | 135500 | Crossarm Assemblies, Wood: 7914000000 | 9802628 | CROSSARM ASSEMBLIES, WOOD | 1963-07-01 | 1963-07-01 | WCDXFER
0 | 0 | 0 | 0 | 2024-12-01 | BH Colorado Electric Oper Co | Regulated Electric (122) | X - DNU - RETIRED LINE | X - DNU - RETIRED LINE | 135500 | Crossarm Assemblies, Wood: 7914000000 | 9802603 | CROSSARM ASSEMBLIES, WOOD | 1979-07-01 | 1979-07-01 | WCDXFER
0 | 0 | 0 | 0 | 2024-12-01 | BH Colorado Electric Oper Co | Regulated Electric (122) | X - DNU - RETIRED LINE | X - DNU - RETIRED LINE | 135500 | Crossarm Assemblies, Wood: 7914000000 | 9802602 | CROSSARM ASSEMBLIES, WOOD | 1977-07-01 | 1977-07-01 | WCDXFER
0 | 0 | 0 | 0 | 2024-12-01 | BH Colorado Electric Oper Co | Regulated Electric (122) | X - DNU - RETIRED LINE | X - DNU - RETIRED LINE | 135500 | Crossarm Assemblies, Wood: 7914000000 | 9802497 | CROSSARM ASSEMBLIES, WOOD | 1958-07-01 | 1958-07-01 | WCDXFER
0 | 0 | 0 | 0 | 2024-12-01 | BH Colorado Electric Oper Co | Regulated Electric (122) | X - DNU - RETIRED LINE | X - DNU - RETIRED LINE | 135500 | Crossarm Assemblies, Wood: 7914000000 | 9802629 | CROSSARM ASSEMBLIES, WOOD | 1964-07-01 | 1964-07-01 | WCDXFER
0 | 0 | 0 | 0 | 2024-12-01 | BH Colorado Electric Oper Co | Regulated Electric (122) | X - DNU - RETIRED LINE | X - DNU - RETIRED LINE | 135500 | Crossarm Assemblies, Wood: 7914000000 | 9801948 | CROSSARM ASSEMBLIES, WOOD | 1960-07-01 | 1960-07-01 | WCDXFER
0 | 0 | 0 | 0 | 2024-12-01 | BH Colorado Electric Oper Co | Regulated Electric (122) | X - DNU - RETIRED LINE | X - DNU - RETIRED LINE | 135500 | Crossarm Assemblies, Wood: 7914000000 | 9801922 | CROSSARM ASSEMBLIES, WOOD | 1972-07-01 | 1972-07-01 | WCDXFER
0 | 0 | 0 | 0 | 2024-12-01 | BH Colorado Electric Oper Co | Regulated Electric (122) | X - DNU - RETIRED LINE | X - DNU - RETIRED LINE | 135500 | Crossarm Assemblies, Wood: 7914000000 | 9801920 | CROSSARM ASSEMBLIES, WOOD | 1969-07-01 | 1969-07-01 | WCDXFER
0 | 0 | 0 | 0 | 2024-12-01 | BH Colorado Electric Oper Co | Regulated Electric (122) | X - DNU - RETIRED LINE | X - DNU - RETIRED LINE | 135500 | Crossarm Assemblies, Wood: 7914000000 | 9801916 | CROSSARM ASSEMBLIES, WOOD | 1959-07-01 | 1959-07-01 | WCDXFER
0 | 0 | 0 | 0 | 2024-12-01 | BH Colorado Electric Oper Co | Regulated Electric (122) | X - DNU - RETIRED LINE | X - DNU - RETIRED LINE | 135500 | Crossarm Assemblies, Wood: 7914000000 | 9802601 | CROSSARM ASSEMBLIES, WOOD | 1976-07-01 | 1976-07-01 | WCDXFER
0 | 0 | 0 | 0 | 2024-12-01 | BH Colorado Electric Oper Co | Regulated Electric (122) | X - DNU - RETIRED LINE | X - DNU - RETIRED LINE | 135500 | Crossarm Assemblies, Wood: 7914000000 | 9802499 | CROSSARM ASSEMBLIES, WOOD | 1960-07-01 | 1960-07-01 | WCDXFER
0 | 0 | 0 | 0 | 2024-12-01 | BH Colorado Electric Oper Co | Regulated Electric (122) | X - DNU - RETIRED LINE | X - DNU - RETIRED LINE | 135500 | Crossarm Assemblies, Wood: 7914000000 | 9802496 | CROSSARM ASSEMBLIES, WOOD | 1956-07-01 | 1956-07-01 | WCDXFER
0 | 0 | 0 | 0 | 2024-12-01 | BH Colorado Electric Oper Co | Regulated Electric (122) | X - DNU - RETIRED LINE | X - DNU - RETIRED LINE | 135500 | Crossarm Assemblies, Wood: 7914000000 | 9802483 | CROSSARM ASSEMBLIES, WOOD | 1990-07-01 | 1990-07-01 | WCDXFER
0 | 0 | 0 | 0 | 2024-12-01 | BH Colorado Electric Oper Co | Regulated Electric (122) | X - DNU - RETIRED LINE | X - DNU - RETIRED LINE | 135500 | Crossarm Assemblies, Wood: 7914000000 | 9801951 | CROSSARM ASSEMBLIES, WOOD | 1963-07-01 | 1963-07-01 | WCDXFER
0 | 0 | 0 | 0 | 2024-12-01 | BH Colorado Electric Oper Co | Regulated Electric (122) | X - DNU - RETIRED LINE | X - DNU - RETIRED LINE | 135500 | Crossarm Assemblies, Wood: 7914000000 | 9801928 | CROSSARM ASSEMBLIES, WOOD | 1978-07-01 | 1978-07-01 | WCDXFER
0 | 0 | 0 | 0 | 2024-12-01 | BH Colorado Electric Oper Co | Regulated Electric (122) | X - DNU - RETIRED LINE | X - DNU - RETIRED LINE | 135500 | Crossarm Assemblies, Wood: 7914000000 | 9801881 | CROSSARM ASSEMBLIES, WOOD | 1967-07-01 | 1967-07-01 | WCDXFER
0 | 0 | 0 | 0 | 2024-12-01 | BH Colorado Electric Oper Co | Regulated Electric (122) | X - DNU - RETIRED LINE | X - DNU - RETIRED LINE | 135500 | Crossarm Assemblies, Wood: 7914000000 | 9801834 | CROSSARM ASSEMBLIES, WOOD | 1955-07-01 | 1955-07-01 | WCDXFER
0 | 0 | 0 | 0 | 2024-12-01 | BH Colorado Electric Oper Co | Regulated Electric (122) | X - DNU - RETIRED LINE | X - DNU - RETIRED LINE | 135500 | Crossarm Assemblies, Wood: 7914000000 | 9802394 | CROSSARM ASSEMBLIES, WOOD | 1978-07-01 | 1978-07-01 | WCDXFER
0 | 0 | 0 | 0 | 2024-12-01 | BH Colorado Electric Oper Co | Regulated Electric (122) | X - DNU - RETIRED LINE | X - DNU - RETIRED LINE | 135500 | Crossarm Assemblies, Wood: 7914000000 | 9802768 | CROSSARM ASSEMBLIES, WOOD | 1963-07-01 | 1963-07-01 | WCDXFER
0 | 0 | 0 | 0 | 2024-12-01 | BH Colorado Electric Oper Co | Regulated Electric (122) | X - DNU - RETIRED LINE | X - DNU - RETIRED LINE | 135500 | Crossarm Assemblies, Wood: 7914000000 | 9802716 | CROSSARM ASSEMBLIES, WOOD | 1967-07-01 | 1967-07-01 | WCDXFER
0 | 0 | 0 | 0 | 2024-12-01 | BH Colorado Electric Oper Co | Regulated Electric (122) | X - DNU - RETIRED LINE | X - DNU - RETIRED LINE | 135500 | Crossarm Assemblies, Wood: 7914000000 | 9802633 | CROSSARM ASSEMBLIES, WOOD | 1968-07-01 | 1968-07-01 | WCDXFER
0 | 0 | 0 | 0 | 2024-12-01 | BH Colorado Electric Oper Co | Regulated Electric (122) | X - DNU - RETIRED LINE | X - DNU - RETIRED LINE | 135500 | Crossarm Assemblies, Wood: 7914000000 | 9802505 | CROSSARM ASSEMBLIES, WOOD | 1967-07-01 | 1967-07-01 | WCDXFER
0 | 0 | 0 | 0 | 2024-12-01 | BH Colorado Electric Oper Co | Regulated Electric (122) | X - DNU - RETIRED LINE | X - DNU - RETIRED LINE | 135500 | Crossarm Assemblies, Wood: 7914000000 | 9802479 | CROSSARM ASSEMBLIES, WOOD | 1980-07-01 | 1980-07-01 | WCDXFER
0 | 0 | 0 | 0 | 2024-12-01 | BH Colorado Electric Oper Co | Regulated Electric (122) | X - DNU - RETIRED LINE | X - DNU - RETIRED LINE | 135500 | Crossarm Assemblies, Wood: 7914000000 | 9807418 | CROSSARM ASSEMBLIES, WOOD | 1965-07-01 | 1965-07-01 | WCDXFER
0 | 0 | 0 | 0 | 2024-12-01 | BH Colorado Electric Oper Co | Regulated Electric (122) | X - DNU - RETIRED LINE | X - DNU - RETIRED LINE | 135500 | Crossarm Assemblies, Wood: 7914000000 | 9807417 | CROSSARM ASSEMBLIES, WOOD | 1975-07-01 | 1975-07-01 | WCDXFER
0 | 0 | 0 | 0 | 2024-12-01 | BH Colorado Electric Oper Co | Regulated Electric (122) | X - DNU - RETIRED LINE | X - DNU - RETIRED LINE | 135500 | Crossarm Assemblies, Wood: 7914000000 | 9802773 | CROSSARM ASSEMBLIES, WOOD | 1971-07-01 | 1971-07-01 | WCDXFER
0 | 0 | 0 | 0 | 2024-12-01 | BH Colorado Electric Oper Co | Regulated Electric (122) | X - DNU - RETIRED LINE | X - DNU - RETIRED LINE | 135500 | Crossarm Assemblies, Wood: 7914000000 | 9802720 | CROSSARM ASSEMBLIES, WOOD | 1972-07-01 | 1972-07-01 | WCDXFER
0 | 0 | 0 | 0 | 2024-12-01 | BH Colorado Electric Oper Co | Regulated Electric (122) | X - DNU - RETIRED LINE | X - DNU - RETIRED LINE | 135500 | Crossarm Assemblies, Wood: 7914000000 | 9802717 | CROSSARM ASSEMBLIES, WOOD | 1968-07-01 | 1968-07-01 | WCDXFER
0 | 0 | 0 | 0 | 2024-12-01 | BH Colorado Electric Oper Co | Regulated Electric (122) | X - DNU - RETIRED LINE | X - DNU - RETIRED LINE | 135500 | Crossarm Assemblies, Wood: 7914000000 | 9802604 | CROSSARM ASSEMBLIES, WOOD | 1981-07-01 | 1981-07-01 | WCDXFER
0 | 0 | 0 | 0 | 2024-12-01 | BH Colorado Electric Oper Co | Regulated Electric (122) | X - DNU - RETIRED LINE | X - DNU - RETIRED LINE | 135500 | Crossarm Assemblies, Wood: 7914000000 | 9802481 | CROSSARM ASSEMBLIES, WOOD | 1986-07-01 | 1986-07-01 | WCDXFER
0 | 0 | 0 | 0 | 2024-12-01 | BH Colorado Electric Oper Co | Regulated Electric (122) | X - DNU - RETIRED LINE | X - DNU - RETIRED LINE | 135500 | Crossarm Assemblies, Wood: 7914000000 | 9802477 | CROSSARM ASSEMBLIES, WOOD | 1977-07-01 | 1977-07-01 | WCDXFER
0 | 0 | 0 | 0 | 2024-12-01 | BH Colorado Electric Oper Co | Regulated Electric (122) | X - DNU - RETIRED LINE | X - DNU - RETIRED LINE | 135500 | Crossarm Assemblies, Wood: 7914000000 | 9801952 | CROSSARM ASSEMBLIES, WOOD | 1964-07-01 | 1964-07-01 | WCDXFER
0 | 0 | 0 | 0 | 2024-12-01 | BH Colorado Electric Oper Co | Regulated Electric (122) | X - DNU - RETIRED LINE | X - DNU - RETIRED LINE | 135500 | Crossarm Assemblies, Wood: 7914000000 | 9801915 | CROSSARM ASSEMBLIES, WOOD | 1954-07-01 | 1954-07-01 | WCDXFER
0 | 0 | 0 | 0 | 2024-12-01 | BH Colorado Electric Oper Co | Regulated Electric (122) | X - DNU - RETIRED LINE | X - DNU - RETIRED LINE | 135500 | Crossarm Assemblies, Wood: 7914000000 | 9801894 | CROSSARM ASSEMBLIES, WOOD | 1969-07-01 | 1969-07-01 | WCDXFER
0 | 0 | 0 | 0 | 2024-12-01 | BH Colorado Electric Oper Co | Regulated Electric (122) | X - DNU - RETIRED LINE | X - DNU - RETIRED LINE | 135500 | Crossarm Assemblies, Wood: 7914000000 | 9802724 | CROSSARM ASSEMBLIES, WOOD | 1986-07-01 | 1986-07-01 | WCDXFER
0 | 0 | 0 | 0 | 2024-12-01 | BH Colorado Electric Oper Co | Regulated Electric (122) | X - DNU - RETIRED LINE | X - DNU - RETIRED LINE | 135500 | Crossarm Assemblies, Wood: 7914000000 | 9802508 | CROSSARM ASSEMBLIES, WOOD | 1971-07-01 | 1971-07-01 | WCDXFER
0 | 0 | 0 | 0 | 2024-12-01 | BH Colorado Electric Oper Co | Regulated Electric (122) | X - DNU - RETIRED LINE | X - DNU - RETIRED LINE | 135500 | Crossarm Assemblies, Wood: 7914000000 | 9801921 | CROSSARM ASSEMBLIES, WOOD | 1970-07-01 | 1970-07-01 | WCDXFER
0 | 0 | 0 | 0 | 2024-12-01 | BH Colorado Electric Oper Co | Regulated Electric (122) | X - DNU - RETIRED LINE | X - DNU - RETIRED LINE | 135500 | Crossarm Assemblies, Wood: 7914000000 | 9807427 | CROSSARM ASSEMBLIES, WOOD | 1936-07-01 | 1936-07-01 | WCDXFER
0 | 0 | 0 | 0 | 2024-12-01 | BH Colorado Electric Oper Co | Regulated Electric (122) | X - DNU - RETIRED LINE | X - DNU - RETIRED LINE | 135500 | Crossarm Assemblies, Wood: 7914000000 | 9807424 | CROSSARM ASSEMBLIES, WOOD | 1958-07-01 | 1958-07-01 | WCDXFER
0 | 0 | 0 | 0 | 2024-12-01 | BH Colorado Electric Oper Co | Regulated Electric (122) | X - DNU - RETIRED LINE | X - DNU - RETIRED LINE | 135500 | Crossarm Assemblies, Wood: 7914000000 | 9802722 | CROSSARM ASSEMBLIES, WOOD | 1977-07-01 | 1977-07-01 | WCDXFER
0 | 0 | 0 | 0 | 2024-12-01 | BH Colorado Electric Oper Co | Regulated Electric (122) | X - DNU - RETIRED LINE | X - DNU - RETIRED LINE | 135500 | Crossarm Assemblies, Wood: 7914000000 | 9802631 | CROSSARM ASSEMBLIES, WOOD | 1966-07-01 | 1966-07-01 | WCDXFER
0 | 0 | 0 | 0 | 2024-12-01 | BH Colorado Electric Oper Co | Regulated Electric (122) | X - DNU - RETIRED LINE | X - DNU - RETIRED LINE | 135500 | Crossarm Assemblies, Wood: 7914000000 | 9802627 | CROSSARM ASSEMBLIES, WOOD | 1962-07-01 | 1962-07-01 | WCDXFER
0 | 0 | 0 | 0 | 2024-12-01 | BH Colorado Electric Oper Co | Regulated Electric (122) | X - DNU - RETIRED LINE | X - DNU - RETIRED LINE | 135500 | Crossarm Assemblies, Wood: 7914000000 | 9802626 | CROSSARM ASSEMBLIES, WOOD | 1960-07-01 | 1960-07-01 | WCDXFER
0 | 0 | 0 | 0 | 2024-12-01 | BH Colorado Electric Oper Co | Regulated Electric (122) | X - DNU - RETIRED LINE | X - DNU - RETIRED LINE | 135500 | Crossarm Assemblies, Wood: 7914000000 | 9802510 | CROSSARM ASSEMBLIES, WOOD | 1974-07-01 | 1974-07-01 | WCDXFER
0 | 0 | 0 | 0 | 2024-12-01 | BH Colorado Electric Oper Co | Regulated Electric (122) | X - DNU - RETIRED LINE | X - DNU - RETIRED LINE | 135500 | Crossarm Assemblies, Wood: 7914000000 | 9802509 | CROSSARM ASSEMBLIES, WOOD | 1972-07-01 | 1972-07-01 | WCDXFER
0 | 0 | 0 | 0 | 2024-12-01 | BH Colorado Electric Oper Co | Regulated Electric (122) | X - DNU - RETIRED LINE | X - DNU - RETIRED LINE | 135500 | Crossarm Assemblies, Wood: 7914000000 | 9802715 | CROSSARM ASSEMBLIES, WOOD | 1965-07-01 | 1965-07-01 | WCDXFER
0 | 0 | 0 | 0 | 2024-12-01 | BH Colorado Electric Oper Co | Regulated Electric (122) | X - DNU - RETIRED LINE | X - DNU - RETIRED LINE | 135500 | Crossarm Assemblies, Wood: 7914000000 | 9802498 | CROSSARM ASSEMBLIES, WOOD | 1959-07-01 | 1959-07-01 | WCDXFER
0 | 0 | 0 | 0 | 2024-12-01 | BH Colorado Electric Oper Co | Regulated Electric (122) | X - DNU - RETIRED LINE | X - DNU - RETIRED LINE | 135500 | Crossarm Assemblies, Wood: 7914000000 | 9801931 | CROSSARM ASSEMBLIES, WOOD | 1981-07-01 | 1981-07-01 | WCDXFER
0 | 0 | 0 | 0 | 2024-12-01 | BH Colorado Electric Oper Co | Regulated Electric (122) | X - DNU - RETIRED LINE | X - DNU - RETIRED LINE | 135500 | Crossarm Assemblies, Wood: 7914000000 | 9801930 | CROSSARM ASSEMBLIES, WOOD | 1980-07-01 | 1980-07-01 | WCDXFER
0 | 0 | 0 | 0 | 2024-12-01 | BH Colorado Electric Oper Co | Regulated Electric (122) | X - DNU - RETIRED LINE | X - DNU - RETIRED LINE | 135500 | Crossarm Assemblies, Wood: 7914000000 | 9801925 | CROSSARM ASSEMBLIES, WOOD | 1975-07-01 | 1975-07-01 | WCDXFER
0 | 0 | 0 | 0 | 2024-12-01 | BH Colorado Electric Oper Co | Regulated Electric (122) | X - DNU - RETIRED LINE | X - DNU - RETIRED LINE | 135500 | Crossarm Assemblies, Wood: 7914000000 | 9801918 | CROSSARM ASSEMBLIES, WOOD | 1966-07-01 | 1966-07-01 | WCDXFER
0 | 0 | 0 | 0 | 2024-12-01 | BH Colorado Electric Oper Co | Regulated Electric (122) | X - DNU - RETIRED LINE | X - DNU - RETIRED LINE | 135500 | Crossarm Assemblies, Wood: 7914000000 | 9801917 | CROSSARM ASSEMBLIES, WOOD | 1965-07-01 | 1965-07-01 | WCDXFER
0 | 0 | 0 | 0 | 2024-12-01 | BH Colorado Electric Oper Co | Regulated Electric (122) | X - DNU - RETIRED LINE | X - DNU - RETIRED LINE | 135500 | Crossarm Assemblies, Wood: 7914000000 | 9801882 | CROSSARM ASSEMBLIES, WOOD | 1976-07-01 | 1976-07-01 | WCDXFER
0 | 0 | 0 | 0 | 2024-12-01 | BH Colorado Electric Oper Co | Regulated Electric (122) | X - DNU - RETIRED LINE | X - DNU - RETIRED LINE | 135500 | Crossarm Assemblies, Wood: 7914000000 | 9801832 | CROSSARM ASSEMBLIES, WOOD | 1982-07-01 | 1982-07-01 | WCDXFER
0 | 0 | 0 | 0 | 2024-12-01 | BH Colorado Electric Oper Co | Regulated Electric (122) | X - DNU - RETIRED LINE | X - DNU - RETIRED LINE | 135500 | Crossarm Assemblies, Wood: 7914000000 | 9807419 | CROSSARM ASSEMBLIES, WOOD | 1964-07-01 | 1964-07-01 | WCDXFER
0 | 0 | 0 | 0 | 2024-12-01 | BH Colorado Electric Oper Co | Regulated Electric (122) | X - DNU - RETIRED LINE | X - DNU - RETIRED LINE | 135500 | Crossarm Assemblies, Wood: 7914000000 | 9801895 | CROSSARM ASSEMBLIES, WOOD | 1976-07-01 | 1976-07-01 | WCDXFER
0 | 0 | 0 | 0 | 2024-12-01 | BH Colorado Electric Oper Co | Regulated Electric (122) | X - DNU - RETIRED LINE | X - DNU - RETIRED LINE | 135500 | Crossarm Assemblies, Wood: 7914000000 | 9802482 | CROSSARM ASSEMBLIES, WOOD | 1987-07-01 | 1987-07-01 | WCDXFER
0 | 0 | 0 | 0 | 2024-12-01 | BH Colorado Electric Oper Co | Regulated Electric (122) | X - DNU - RETIRED LINE | X - DNU - RETIRED LINE | 135500 | Crossarm Assemblies, Wood: 7914000000 | 9802705 | CROSSARM ASSEMBLIES, WOOD | 1978-07-01 | 1978-07-01 | WCDXFER
0 | 0 | 0 | 0 | 2024-12-01 | BH Colorado Electric Oper Co | Regulated Electric (122) | X - DNU - RETIRED LINE | X - DNU - RETIRED LINE | 135500 | Crossarm Assemblies, Wood: 7914000000 | 9801950 | CROSSARM ASSEMBLIES, WOOD | 1962-07-01 | 1962-07-01 | WCDXFER
0 | 0 | 0 | 0 | 2024-12-01 | BH Colorado Electric Oper Co | Regulated Electric (122) | X - DNU - RETIRED LINE | X - DNU - RETIRED LINE | 135500 | Crossarm Assemblies, Wood: 7914000000 | 9802444 | CROSSARM ASSEMBLIES, WOOD | 1978-07-01 | 1978-07-01 | WCDXFER
0 | 0 | 0 | 0 | 2024-12-01 | BH Colorado Electric Oper Co | Regulated Electric (122) | X - DNU - RETIRED LINE | X - DNU - RETIRED LINE | 135500 | Crossarm Assemblies, Wood: 7914000000 | 9802379 | CROSSARM ASSEMBLIES, WOOD | 1978-07-01 | 1978-07-01 | WCDXFER
0 | 0 | 0 | 0 | 2024-12-01 | BH Colorado Electric Oper Co | Regulated Electric (122) | X - DNU - RETIRED LINE | X - DNU - RETIRED LINE | 135500 | Crossarm Assemblies, Wood: 7914000000 | 9802504 | CROSSARM ASSEMBLIES, WOOD | 1966-07-01 | 1966-07-01 | WCDXFER
0 | 0 | 0 | 0 | 2024-12-01 | BH Colorado Electric Oper Co | Regulated Electric (122) | X - DNU - RETIRED LINE | X - DNU - RETIRED LINE | 135500 | Crossarm Assemblies, Wood: 7914000000 | 9802506 | CROSSARM ASSEMBLIES, WOOD | 1968-07-01 | 1968-07-01 | WCDXFER
0 | 0 | 0 | 0 | 2024-12-01 | BH Colorado Electric Oper Co | Regulated Electric (122) | X - DNU - RETIRED LINE | X - DNU - RETIRED LINE | 135500 | Crossarm Assemblies, Wood: 7914000000 | 9807428 | CROSSARM ASSEMBLIES, WOOD | 1977-07-01 | 1977-07-01 | WCDXFER
0 | 0 | 0 | 0 | 2024-12-01 | BH Colorado Electric Oper Co | Regulated Electric (122) | X - DNU - RETIRED LINE | X - DNU - RETIRED LINE | 135500 | Crossarm Assemblies, Wood: 7914000000 | 9802770 | CROSSARM ASSEMBLIES, WOOD | 1965-07-01 | 1965-07-01 | WCDXFER
0 | 0 | 0 | 0 | 2024-12-01 | BH Colorado Electric Oper Co | Regulated Electric (122) | X - DNU - RETIRED LINE | X - DNU - RETIRED LINE | 135500 | Crossarm Assemblies, Wood: 7914000000 | 9802632 | CROSSARM ASSEMBLIES, WOOD | 1967-07-01 | 1967-07-01 | WCDXFER
0 | 0 | 0 | 0 | 2024-12-01 | BH Colorado Electric Oper Co | Regulated Electric (122) | X - DNU - RETIRED LINE | X - DNU - RETIRED LINE | 135500 | Crossarm Assemblies, Wood: 7914000000 | 9802625 | CROSSARM ASSEMBLIES, WOOD | 1959-07-01 | 1959-07-01 | WCDXFER
0 | 0 | 0 | 0 | 2024-12-01 | BH Colorado Electric Oper Co | Regulated Electric (122) | X - DNU - RETIRED LINE | X - DNU - RETIRED LINE | 135500 | Crossarm Assemblies, Wood: 7914000000 | 9802502 | CROSSARM ASSEMBLIES, WOOD | 1964-07-01 | 1964-07-01 | WCDXFER
0 | 0 | 0 | 0 | 2024-12-01 | BH Colorado Electric Oper Co | Regulated Electric (122) | X - DNU - RETIRED LINE | X - DNU - RETIRED LINE | 135500 | Crossarm Assemblies, Wood: 7914000000 | 9802495 | CROSSARM ASSEMBLIES, WOOD | 1955-07-01 | 1955-07-01 | WCDXFER
0 | 0 | 0 | 0 | 2024-12-01 | BH Colorado Electric Oper Co | Regulated Electric (122) | X - DNU - RETIRED LINE | X - DNU - RETIRED LINE | 135500 | Crossarm Assemblies, Wood: 7914000000 | 9802480 | CROSSARM ASSEMBLIES, WOOD | 1983-07-01 | 1983-07-01 | WCDXFER
0 | 0 | 0 | 0 | 2024-12-01 | BH Colorado Electric Oper Co | Regulated Electric (122) | X - DNU - RETIRED LINE | X - DNU - RETIRED LINE | 135500 | Crossarm Assemblies, Wood: 7914000000 | 9802605 | CROSSARM ASSEMBLIES, WOOD | 1988-07-01 | 1988-07-01 | WCDXFER
0 | 0 | 0 | 0 | 2024-12-01 | BH Colorado Electric Oper Co | Regulated Electric (122) | X - DNU - RETIRED LINE | X - DNU - RETIRED LINE | 135500 | Crossarm Assemblies, Wood: 7914000000 | 9802478 | CROSSARM ASSEMBLIES, WOOD | 1978-07-01 | 1978-07-01 | WCDXFER
0 | 0 | 0 | 0 | 2024-12-01 | BH Colorado Electric Oper Co | Regulated Electric (122) | X - DNU - RETIRED LINE | X - DNU - RETIRED LINE | 135500 | Crossarm Assemblies, Wood: 7914000000 | 9802476 | CROSSARM ASSEMBLIES, WOOD | 1976-07-01 | 1976-07-01 | WCDXFER
0 | 0 | 0 | 0 | 2024-12-01 | BH Colorado Electric Oper Co | Regulated Electric (122) | X - DNU - RETIRED LINE | X - DNU - RETIRED LINE | 135500 | Crossarm Assemblies, Wood: 7914000000 | 9801932 | CROSSARM ASSEMBLIES, WOOD | 1983-07-01 | 1983-07-01 | WCDXFER
0 | 0 | 0 | 0 | 2024-12-01 | BH Colorado Electric Oper Co | Regulated Electric (122) | X - DNU - RETIRED LINE | X - DNU - RETIRED LINE | 135500 | Crossarm Assemblies, Wood: 7914000000 | 9807430 | CROSSARM ASSEMBLIES, WOOD | 1977-07-01 | 1977-07-01 | WCDXFER
0 | 0 | 0 | 0 | 2024-12-01 | BH Colorado Electric Oper Co | Regulated Electric (122) | X - DNU - RETIRED LINE | X - DNU - RETIRED LINE | 135500 | Crossarm Assemblies, Wood: 7914000000 | 9801929 | CROSSARM ASSEMBLIES, WOOD | 1979-07-01 | 1979-07-01 | WCDXFER
0 | 0 | 0 | 0 | 2024-12-01 | BH Colorado Electric Oper Co | Regulated Electric (122) | X - DNU - RETIRED LINE | X - DNU - RETIRED LINE | 135500 | Crossarm Assemblies, Wood: 7914000000 | 9801926 | CROSSARM ASSEMBLIES, WOOD | 1976-07-01 | 1976-07-01 | WCDXFER
0 | 0 | 0 | 0 | 2024-12-01 | BH Colorado Electric Oper Co | Regulated Electric (122) | X - DNU - RETIRED LINE | X - DNU - RETIRED LINE | 135500 | Crossarm Assemblies, Wood: 7914000000 | 9801919 | CROSSARM ASSEMBLIES, WOOD | 1967-07-01 | 1967-07-01 | WCDXFER
0 | 0 | 0 | 0 | 2024-12-01 | BH Colorado Electric Oper Co | Regulated Electric (122) | X - DNU - RETIRED LINE | X - DNU - RETIRED LINE | 135500 | Crossarm Assemblies, Wood: 7914000000 | 9801836 | CROSSARM ASSEMBLIES, WOOD | 1963-07-01 | 1963-07-01 | WCDXFER
0 | 0 | 0 | 0 | 2024-12-01 | BH Colorado Electric Oper Co | Regulated Electric (122) | X - DNU - RETIRED LINE | X - DNU - RETIRED LINE | 135500 | Crossarm Assemblies, Wood: 7914000000 | 9801896 | CROSSARM ASSEMBLIES, WOOD | 1977-07-01 | 1977-07-01 | WCDXFER
0 | 0 | 0 | 0 | 2024-12-01 | BH Colorado Electric Oper Co | Regulated Electric (122) | X - DNU - RETIRED LINE | X - DNU - RETIRED LINE | 135500 | Crossarm Assemblies, Wood: 7914000000 | 9801893 | CROSSARM ASSEMBLIES, WOOD | 1955-07-01 | 1955-07-01 | WCDXFER
0 | 0 | 0 | 0 | 2024-12-01 | BH Colorado Electric Oper Co | Regulated Electric (122) | X - DNU - RETIRED LINE | X - DNU - RETIRED LINE | 135500 | Crossarm Assemblies, Wood: 7914000000 | 9802814 | CROSSARM ASSEMBLIES, WOOD | 1972-07-01 | 1972-07-01 | WCDXFER
0 | 0 | 0 | 0 | 2024-12-01 | BH Colorado Electric Oper Co | Regulated Electric (122) | X - DNU - RETIRED LINE | X - DNU - RETIRED LINE | 135500 | Crossarm Assemblies, Wood: 7914000000 | 9802393 | CROSSARM ASSEMBLIES, WOOD | 1975-07-01 | 1975-07-01 | WCDXFER
0 | 0 | 0 | 0 | 2024-12-01 | BH Colorado Electric Oper Co | Regulated Electric (122) | X - DNU - RETIRED LINE | X - DNU - RETIRED LINE | 135500 | Crossarm Assemblies, Wood: 7914000000 | 9807421 | CROSSARM ASSEMBLIES, WOOD | 1963-07-01 | 1963-07-01 | WCDXFER
0 | 0 | 0 | 0 | 2024-12-01 | BH Colorado Electric Oper Co | Regulated Electric (122) | X - DNU - RETIRED LINE | X - DNU - RETIRED LINE | 135500 | Crossarm Assemblies, Wood: 7914000000 | 9802823 | CROSSARM ASSEMBLIES, WOOD | 1968-07-01 | 1968-07-01 | WCDXFER
0 | 0 | 0 | 0 | 2024-12-01 | BH Colorado Electric Oper Co | Regulated Electric (122) | X - DNU - RETIRED LINE | X - DNU - RETIRED LINE | 135500 | Crossarm Assemblies, Wood: 7914000000 | 9802721 | CROSSARM ASSEMBLIES, WOOD | 1976-07-01 | 1976-07-01 | WCDXFER
0 | 0 | 0 | 0 | 2024-12-01 | BH Colorado Electric Oper Co | Regulated Electric (122) | X - DNU - RETIRED LINE | X - DNU - RETIRED LINE | 135500 | Crossarm Assemblies, Wood: 7914000000 | 9801835 | CROSSARM ASSEMBLIES, WOOD | 1962-07-01 | 1962-07-01 | WCDXFER
0 | 0 | 0 | 0 | 2024-12-01 | BH Colorado Electric Oper Co | Regulated Electric (122) | X - DNU - RETIRED LINE | X - DNU - RETIRED LINE | 135500 | Crossarm Assemblies, Wood: 7914000000 | 9802636 | CROSSARM ASSEMBLIES, WOOD | 1975-07-01 | 1975-07-01 | WCDXFER
0 | 0 | 0 | 0 | 2024-12-01 | BH Colorado Electric Oper Co | Regulated Electric (122) | X - DNU - RETIRED LINE | X - DNU - RETIRED LINE | 135500 | Crossarm Assemblies, Wood: 7914000000 | 9802635 | CROSSARM ASSEMBLIES, WOOD | 1971-07-01 | 1971-07-01 | WCDXFER
0 | 0 | 0 | 0 | 2024-12-01 | BH Colorado Electric Oper Co | Regulated Electric (122) | X - DNU - RETIRED LINE | X - DNU - RETIRED LINE | 135500 | Crossarm Assemblies, Wood: 7914000000 | 9802606 | CROSSARM ASSEMBLIES, WOOD | 1992-07-01 | 1992-07-01 | WCDXFER
0 | 0 | 0 | 0 | 2024-12-01 | BH Colorado Electric Oper Co | Regulated Electric (122) | X - DNU - RETIRED LINE | X - DNU - RETIRED LINE | 135500 | Crossarm Assemblies, Wood: 7914000000 | 9801927 | CROSSARM ASSEMBLIES, WOOD | 1977-07-01 | 1977-07-01 | WCDXFER
0 | 0 | 0 | 0 | 2024-12-01 | BH Colorado Electric Oper Co | Regulated Electric (122) | X - DNU - RETIRED LINE | X - DNU - RETIRED LINE | 135500 | Crossarm Assemblies, Wood: 7914000000 | 9802500 | CROSSARM ASSEMBLIES, WOOD | 1962-07-01 | 1962-07-01 | WCDXFER
0 | 0 | 0 | 0 | 2024-12-01 | BH Colorado Electric Oper Co | Regulated Electric (122) | X - DNU - RETIRED LINE | X - DNU - RETIRED LINE | 135500 | Crossarm Assemblies, Wood: 7914000000 | 9802475 | CROSSARM ASSEMBLIES, WOOD | 1975-07-01 | 1975-07-01 | WCDXFER
0 | 0 | 0 | 0 | 2024-12-01 | BH Colorado Electric Oper Co | Regulated Electric (122) | X - DNU - RETIRED LINE | X - DNU - RETIRED LINE | 135500 | Crossarm Assemblies, Wood: 7914000000 | 9801949 | CROSSARM ASSEMBLIES, WOOD | 1961-07-01 | 1961-07-01 | WCDXFER
0 | 0 | 0 | 0 | 2024-12-01 | BH Colorado Electric Oper Co | Regulated Electric (122) | X - DNU - RETIRED LINE | X - DNU - RETIRED LINE | 135500 | Crossarm Assemblies, Wood: 7914000000 | 9802503 | CROSSARM ASSEMBLIES, WOOD | 1965-07-01 | 1965-07-01 | WCDXFER
0 | 0 | 0 | 0 | 2024-12-01 | BH Colorado Electric Oper Co | Regulated Electric (122) | X - DNU - RETIRED LINE | X - DNU - RETIRED LINE | 135500 | Crossarm Assemblies, Wood: 7914000000 | 9801923 | CROSSARM ASSEMBLIES, WOOD | 1973-07-01 | 1973-07-01 | WCDXFER
0 | 0 | 0 | 0 | 2024-12-01 | BH Colorado Electric Oper Co | Regulated Electric (122) | X - DNU - RETIRED LINE | X - DNU - RETIRED LINE | 135500 | Crossarm Assemblies, Wood: 7914000000 | 9807423 | CROSSARM ASSEMBLIES, WOOD | 1972-07-01 | 1972-07-01 | WCDXFER
0 | 0 | 0 | 0 | 2024-12-01 | BH Colorado Electric Oper Co | Regulated Electric (122) | X - DNU - RETIRED LINE | X - DNU - RETIRED LINE | 135500 | Crossarm Assemblies, Wood: 7914000000 | 9802599 | CROSSARM ASSEMBLIES, WOOD | 1975-07-01 | 1975-07-01 | WCDXFER
0 | 0 | 0 | 0 | 2024-12-01 | BH Colorado Electric Oper Co | Regulated Electric (122) | X - DNU - RETIRED LINE | X - DNU - RETIRED LINE | 135500 | Crossarm Assemblies, Wood: 7914000000 | 9802378 | CROSSARM ASSEMBLIES, WOOD | 1975-07-01 | 1975-07-01 | WCDXFER
0 | 0 | 0 | 0 | 2024-12-01 | BH Colorado Electric Oper Co | Regulated Electric (122) | X - DNU - RETIRED LINE | X - DNU - RETIRED LINE | 135500 | Crossarm Assemblies, Wood: 7914000000 | 9802816 | CROSSARM ASSEMBLIES, WOOD | 1983-07-01 | 1983-07-01 | WCDXFER
0 | 0 | 0 | 0 | 2024-12-01 | BH Colorado Electric Oper Co | Regulated Electric (122) | X - DNU - RETIRED LINE | X - DNU - RETIRED LINE | 135500 | Crossarm Assemblies, Wood: 7914000000 | 9802813 | CROSSARM ASSEMBLIES, WOOD | 1967-07-01 | 1967-07-01 | WCDXFER
0 | 0 | 0 | 0 | 2024-12-01 | BH Colorado Electric Oper Co | Regulated Electric (122) | X - DNU - RETIRED LINE | X - DNU - RETIRED LINE | 135500 | Crossarm Assemblies, Wood: 7914000000 | 9802771 | CROSSARM ASSEMBLIES, WOOD | 1966-07-01 | 1966-07-01 | WCDXFER
0 | 0 | 0 | 0 | 2024-12-01 | BH Colorado Electric Oper Co | Regulated Electric (122) | X - DNU - RETIRED LINE | X - DNU - RETIRED LINE | 135500 | Crossarm Assemblies, Wood: 7914000000 | 9802772 | CROSSARM ASSEMBLIES, WOOD | 1967-07-01 | 1967-07-01 | WCDXFER
0 | 0 | 0 | 0 | 2024-12-01 | BH Colorado Electric Oper Co | Regulated Electric (122) | X - DNU - RETIRED LINE | X - DNU - RETIRED LINE | 135500 | Crossarm Assemblies, Wood: 7914000000 | 9802507 | CROSSARM ASSEMBLIES, WOOD | 1969-07-01 | 1969-07-01 | WCDXFER
0 | 0 | 0 | 0 | 2024-12-01 | BH Colorado Electric Oper Co | Regulated Electric (122) | X - DNU - RETIRED LINE | X - DNU - RETIRED LINE | 135500 | Crossarm Assemblies, Wood: 7914000000 | 9802501 | CROSSARM ASSEMBLIES, WOOD | 1963-07-01 | 1963-07-01 | WCDXFER
0 | 0 | 0 | 0 | 2024-12-01 | BH Colorado Electric Oper Co | Regulated Electric (122) | X - DNU - RETIRED LINE | X - DNU - RETIRED LINE | 135500 | Crossarm Assemblies, Wood: 7914000000 | 9801947 | CROSSARM ASSEMBLIES, WOOD | 1959-07-01 | 1959-07-01 | WCDXFER
0 | 0 | 0 | 0 | 2024-12-01 | BH Colorado Electric Oper Co | Regulated Electric (122) | X - DNU - RETIRED LINE | X - DNU - RETIRED LINE | 135500 | Crossarm Assemblies, Wood: 7914000000 | 9802723 | CROSSARM ASSEMBLIES, WOOD | 1983-07-01 | 1983-07-01 | WCDXFER
0 | 0 | 0 | 0 | 2024-12-01 | BH Colorado Electric Oper Co | Regulated Electric (122) | X - DNU - RETIRED LINE | X - DNU - RETIRED LINE | 135500 | Crossarm Assemblies, Wood: 7914000000 | 9801924 | CROSSARM ASSEMBLIES, WOOD | 1974-07-01 | 1974-07-01 | WCDXFER
0 | 0 | 0 | 0 | 2024-12-01 | BH Colorado Electric Oper Co | Regulated Electric (122) | X - DNU - RETIRED LINE | X - DNU - RETIRED LINE | 135500 | Crossarm Assemblies, Wood: 7914000000 | 9801892 | CROSSARM ASSEMBLIES, WOOD | 1954-07-01 | 1954-07-01 | WCDXFER
0 | 0 | 0 | 0 | 2024-12-01 | BH Colorado Electric Oper Co | Regulated Electric (122) | X - DNU - RETIRED LINE | X - DNU - RETIRED LINE | 135500 | Crossarm Assemblies, Wood: 7914000000 | 9801831 | CROSSARM ASSEMBLIES, WOOD | 1977-07-01 | 1977-07-01 | WCDXFER
0 | 0 | 0 | 0 | 2024-12-01 | BH Colorado Electric Oper Co | Regulated Electric (122) | X - DNU - RETIRED LINE | X - DNU - RETIRED LINE | 135500 | Crossarm Assemblies, Wood: 7914000000 | 9802815 | CROSSARM ASSEMBLIES, WOOD | 1980-07-01 | 1980-07-01 | WCDXFER
0 | 0 | 0 | 0 | 2024-12-01 | BH Colorado Electric Oper Co | Regulated Electric (122) | X - DNU - RETIRED LINE | X - DNU - RETIRED LINE | 135500 | Crossarm Assemblies, Wood: 7914000000 | 9807416 | CROSSARM ASSEMBLIES, WOOD | 1976-07-01 | 1976-07-01 | WCDXFER
0 | 0 | 0 | 0 | 2024-12-01 | BH Colorado Electric Oper Co | Regulated Electric (122) | X - DNU - RETIRED LINE | X - DNU - RETIRED LINE | 135500 | Crossarm Assemblies, Wood: 7914000000 | 9807415 | CROSSARM ASSEMBLIES, WOOD | 1980-07-01 | 1980-07-01 | WCDXFER
0 | 0 | 0 | 0 | 2024-12-01 | BH Colorado Electric Oper Co | Regulated Electric (122) | X - DNU - RETIRED LINE | X - DNU - RETIRED LINE | 135500 | Crossarm Assemblies, Wood: 7914000000 | 9807425 | CROSSARM ASSEMBLIES, WOOD | 1971-07-01 | 1971-07-01 | WCDXFER
0 | 0 | 0 | 0 | 2024-12-01 | BH Colorado Electric Oper Co | Regulated Electric (122) | X - DNU - RETIRED LINE | X - DNU - RETIRED LINE | 135500 | Crossarm Assemblies, Wood: 7914000000 | 9807422 | CROSSARM ASSEMBLIES, WOOD | 1961-07-01 | 1961-07-01 | WCDXFER
0 | 0 | 0 | 0 | 2024-12-01 | BH Colorado Electric Oper Co | Regulated Electric (122) | X - DNU - RETIRED LINE | X - DNU - RETIRED LINE | 135500 | Pole, Steel: 7912000000 | 9802268 | POLE, STEEL | 1936-07-01 | 1936-07-01 | WCDXFER
0 | 0 | 0 | 0 | 2024-12-01 | BH Colorado Electric Oper Co | Regulated Electric (122) | X - DNU - RETIRED LINE | X - DNU - RETIRED LINE | 135500 | Pole, Steel: 7912000000 | 9802267 | POLE, STEEL | 1936-07-01 | 1936-07-01 | WCDXFER
0 | 0 | 0 | 0 | 2024-12-01 | BH Colorado Electric Oper Co | Regulated Electric (122) | X - DNU - RETIRED LINE | X - DNU - RETIRED LINE | 135500 | Pole, Wood: 7911000000 | 9803253 | POLE, WOOD | 1965-07-01 | 1965-07-01 | WCDXFER
0 | 0 | 0 | 0 | 2024-12-01 | BH Colorado Electric Oper Co | Regulated Electric (122) | X - DNU - RETIRED LINE | X - DNU - RETIRED LINE | 135500 | Pole, Wood: 7911000000 | 9802932 | POLE, WOOD | 1975-07-01 | 1975-07-01 | WCDXFER
0 | 0 | 0 | 0 | 2024-12-01 | BH Colorado Electric Oper Co | Regulated Electric (122) | X - DNU - RETIRED LINE | X - DNU - RETIRED LINE | 135500 | Pole, Wood: 7911000000 | 9803174 | POLE, WOOD | 1975-07-01 | 1975-07-01 | WCDXFER
0 | 0 | 0 | 0 | 2024-12-01 | BH Colorado Electric Oper Co | Regulated Electric (122) | X - DNU - RETIRED LINE | X - DNU - RETIRED LINE | 135500 | Pole, Wood: 7911000000 | 9803173 | POLE, WOOD | 1971-07-01 | 1971-07-01 | WCDXFER
0 | 0 | 0 | 0 | 2024-12-01 | BH Colorado Electric Oper Co | Regulated Electric (122) | X - DNU - RETIRED LINE | X - DNU - RETIRED LINE | 135500 | Pole, Wood: 7911000000 | 9803171 | POLE, WOOD | 1968-07-01 | 1968-07-01 | WCDXFER
0 | 0 | 0 | 0 | 2024-12-01 | BH Colorado Electric Oper Co | Regulated Electric (122) | X - DNU - RETIRED LINE | X - DNU - RETIRED LINE | 135500 | Pole, Wood: 7911000000 | 9803142 | POLE, WOOD | 1981-07-01 | 1981-07-01 | WCDXFER
0 | 0 | 0 | 0 | 2024-12-01 | BH Colorado Electric Oper Co | Regulated Electric (122) | X - DNU - RETIRED LINE | X - DNU - RETIRED LINE | 135500 | Pole, Wood: 7911000000 | 9803047 | POLE, WOOD | 1971-07-01 | 1971-07-01 | WCDXFER
0 | 0 | 0 | 0 | 2024-12-01 | BH Colorado Electric Oper Co | Regulated Electric (122) | X - DNU - RETIRED LINE | X - DNU - RETIRED LINE | 135500 | Pole, Wood: 7911000000 | 9803041 | POLE, WOOD | 1964-07-01 | 1964-07-01 | WCDXFER
0 | 0 | 0 | 0 | 2024-12-01 | BH Colorado Electric Oper Co | Regulated Electric (122) | X - DNU - RETIRED LINE | X - DNU - RETIRED LINE | 135500 | Pole, Wood: 7911000000 | 9803016 | POLE, WOOD | 1977-07-01 | 1977-07-01 | WCDXFER
0 | 0 | 0 | 0 | 2024-12-01 | BH Colorado Electric Oper Co | Regulated Electric (122) | X - DNU - RETIRED LINE | X - DNU - RETIRED LINE | 135500 | Pole, Wood: 7911000000 | 9803256 | POLE, WOOD | 1969-07-01 | 1969-07-01 | WCDXFER
0 | 0 | 0 | 0 | 2024-12-01 | BH Colorado Electric Oper Co | Regulated Electric (122) | X - DNU - RETIRED LINE | X - DNU - RETIRED LINE | 135500 | Pole, Wood: 7911000000 | 9803176 | POLE, WOOD | 1977-07-01 | 1977-07-01 | WCDXFER
0 | 0 | 0 | 0 | 2024-12-01 | BH Colorado Electric Oper Co | Regulated Electric (122) | X - DNU - RETIRED LINE | X - DNU - RETIRED LINE | 135500 | Pole, Wood: 7911000000 | 9803046 | POLE, WOOD | 1969-07-01 | 1969-07-01 | WCDXFER
0 | 0 | 0 | 0 | 2024-12-01 | BH Colorado Electric Oper Co | Regulated Electric (122) | X - DNU - RETIRED LINE | X - DNU - RETIRED LINE | 135500 | Pole, Wood: 7911000000 | 9803038 | POLE, WOOD | 1960-07-01 | 1960-07-01 | WCDXFER
0 | 0 | 0 | 0 | 2024-12-01 | BH Colorado Electric Oper Co | Regulated Electric (122) | X - DNU - RETIRED LINE | X - DNU - RETIRED LINE | 135500 | Pole, Wood: 7911000000 | 9803017 | POLE, WOOD | 1978-07-01 | 1978-07-01 | WCDXFER
0 | 0 | 0 | 0 | 2024-12-01 | BH Colorado Electric Oper Co | Regulated Electric (122) | X - DNU - RETIRED LINE | X - DNU - RETIRED LINE | 135500 | Pole, Wood: 7911000000 | 9802233 | POLE, WOOD | 1963-07-01 | 1963-07-01 | WCDXFER
0 | 0 | 0 | 0 | 2024-12-01 | BH Colorado Electric Oper Co | Regulated Electric (122) | X - DNU - RETIRED LINE | X - DNU - RETIRED LINE | 135500 | Pole, Wood: 7911000000 | 9802231 | POLE, WOOD | 1961-07-01 | 1961-07-01 | WCDXFER
0 | 0 | 0 | 0 | 2024-12-01 | BH Colorado Electric Oper Co | Regulated Electric (122) | X - DNU - RETIRED LINE | X - DNU - RETIRED LINE | 135500 | Pole, Wood: 7911000000 | 9802186 | POLE, WOOD | 1961-07-01 | 1961-07-01 | WCDXFER
0 | 0 | 0 | 0 | 2024-12-01 | BH Colorado Electric Oper Co | Regulated Electric (122) | X - DNU - RETIRED LINE | X - DNU - RETIRED LINE | 135500 | Pole, Wood: 7911000000 | 9802184 | POLE, WOOD | 1941-07-01 | 1941-07-01 | WCDXFER
0 | 0 | 0 | 0 | 2024-12-01 | BH Colorado Electric Oper Co | Regulated Electric (122) | X - DNU - RETIRED LINE | X - DNU - RETIRED LINE | 135500 | Pole, Wood: 7911000000 | 9802151 | POLE, WOOD | 1963-07-01 | 1963-07-01 | WCDXFER
0 | 0 | 0 | 0 | 2024-12-01 | BH Colorado Electric Oper Co | Regulated Electric (122) | X - DNU - RETIRED LINE | X - DNU - RETIRED LINE | 135500 | Pole, Wood: 7911000000 | 9802235 | POLE, WOOD | 1965-07-01 | 1965-07-01 | WCDXFER
0 | 0 | 0 | 0 | 2024-12-01 | BH Colorado Electric Oper Co | Regulated Electric (122) | X - DNU - RETIRED LINE | X - DNU - RETIRED LINE | 135500 | Pole, Wood: 7911000000 | 9802229 | POLE, WOOD | 1959-07-01 | 1959-07-01 | WCDXFER
0 | 0 | 0 | 0 | 2024-12-01 | BH Colorado Electric Oper Co | Regulated Electric (122) | X - DNU - RETIRED LINE | X - DNU - RETIRED LINE | 135500 | Pole, Wood: 7911000000 | 9802172 | POLE, WOOD | 1976-07-01 | 1976-07-01 | WCDXFER
0 | 0 | 0 | 0 | 2024-12-01 | BH Colorado Electric Oper Co | Regulated Electric (122) | X - DNU - RETIRED LINE | X - DNU - RETIRED LINE | 135500 | Pole, Wood: 7911000000 | 9802167 | POLE, WOOD | 1977-07-01 | 1977-07-01 | WCDXFER
0 | 0 | 0 | 0 | 2024-12-01 | BH Colorado Electric Oper Co | Regulated Electric (122) | X - DNU - RETIRED LINE | X - DNU - RETIRED LINE | 135500 | Pole, Wood: 7911000000 | 9802159 | POLE, WOOD | 1977-07-01 | 1977-07-01 | WCDXFER
0 | 0 | 0 | 0 | 2024-12-01 | BH Colorado Electric Oper Co | Regulated Electric (122) | X - DNU - RETIRED LINE | X - DNU - RETIRED LINE | 135500 | Pole, Wood: 7911000000 | 9802142 | POLE, WOOD | 1982-07-01 | 1982-07-01 | WCDXFER
0 | 0 | 0 | 0 | 2024-12-01 | BH Colorado Electric Oper Co | Regulated Electric (122) | X - DNU - RETIRED LINE | X - DNU - RETIRED LINE | 135500 | Pole, Wood: 7911000000 | 9802983 | POLE, WOOD | 1978-07-01 | 1978-07-01 | WCDXFER
0 | 0 | 0 | 0 | 2024-12-01 | BH Colorado Electric Oper Co | Regulated Electric (122) | X - DNU - RETIRED LINE | X - DNU - RETIRED LINE | 135500 | Pole, Wood: 7911000000 | 9802982 | POLE, WOOD | 1975-07-01 | 1975-07-01 | WCDXFER
0 | 0 | 0 | 0 | 2024-12-01 | BH Colorado Electric Oper Co | Regulated Electric (122) | X - DNU - RETIRED LINE | X - DNU - RETIRED LINE | 135500 | Pole, Wood: 7911000000 | 9802918 | POLE, WOOD | 1978-07-01 | 1978-07-01 | WCDXFER
0 | 0 | 0 | 0 | 2024-12-01 | BH Colorado Electric Oper Co | Regulated Electric (122) | X - DNU - RETIRED LINE | X - DNU - RETIRED LINE | 135500 | Pole, Wood: 7911000000 | 9802158 | POLE, WOOD | 1976-07-01 | 1976-07-01 | WCDXFER
0 | 0 | 0 | 0 | 2024-12-01 | BH Colorado Electric Oper Co | Regulated Electric (122) | X - DNU - RETIRED LINE | X - DNU - RETIRED LINE | 135500 | Pole, Wood: 7911000000 | 9802196 | POLE, WOOD | 1959-07-01 | 1959-07-01 | WCDXFER
0 | 0 | 0 | 0 | 2024-12-01 | BH Colorado Electric Oper Co | Regulated Electric (122) | X - DNU - RETIRED LINE | X - DNU - RETIRED LINE | 135500 | Pole, Wood: 7911000000 | 9803346 | POLE, WOOD | 1983-07-01 | 1983-07-01 | WCDXFER
0 | 0 | 0 | 0 | 2024-12-01 | BH Colorado Electric Oper Co | Regulated Electric (122) | X - DNU - RETIRED LINE | X - DNU - RETIRED LINE | 135500 | Pole, Wood: 7911000000 | 9803165 | POLE, WOOD | 1962-07-01 | 1962-07-01 | WCDXFER
0 | 0 | 0 | 0 | 2024-12-01 | BH Colorado Electric Oper Co | Regulated Electric (122) | X - DNU - RETIRED LINE | X - DNU - RETIRED LINE | 135500 | Pole, Wood: 7911000000 | 9802185 | POLE, WOOD | 1958-07-01 | 1958-07-01 | WCDXFER
0 | 0 | 0 | 0 | 2024-12-01 | BH Colorado Electric Oper Co | Regulated Electric (122) | X - DNU - RETIRED LINE | X - DNU - RETIRED LINE | 135500 | Pole, Wood: 7911000000 | 9802238 | POLE, WOOD | 1969-07-01 | 1969-07-01 | WCDXFER
0 | 0 | 0 | 0 | 2024-12-01 | BH Colorado Electric Oper Co | Regulated Electric (122) | X - DNU - RETIRED LINE | X - DNU - RETIRED LINE | 135500 | Pole, Wood: 7911000000 | 9802933 | POLE, WOOD | 1978-07-01 | 1978-07-01 | WCDXFER
0 | 0 | 0 | 0 | 2024-12-01 | BH Colorado Electric Oper Co | Regulated Electric (122) | X - DNU - RETIRED LINE | X - DNU - RETIRED LINE | 135500 | Pole, Wood: 7911000000 | 9802917 | POLE, WOOD | 1975-07-01 | 1975-07-01 | WCDXFER
0 | 0 | 0 | 0 | 2024-12-01 | BH Colorado Electric Oper Co | Regulated Electric (122) | X - DNU - RETIRED LINE | X - DNU - RETIRED LINE | 135500 | Pole, Wood: 7911000000 | 9803345 | POLE, WOOD | 1980-07-01 | 1980-07-01 | WCDXFER
0 | 0 | 0 | 0 | 2024-12-01 | BH Colorado Electric Oper Co | Regulated Electric (122) | X - DNU - RETIRED LINE | X - DNU - RETIRED LINE | 135500 | Pole, Wood: 7911000000 | 9803170 | POLE, WOOD | 1967-07-01 | 1967-07-01 | WCDXFER
0 | 0 | 0 | 0 | 2024-12-01 | BH Colorado Electric Oper Co | Regulated Electric (122) | X - DNU - RETIRED LINE | X - DNU - RETIRED LINE | 135500 | Pole, Wood: 7911000000 | 9803168 | POLE, WOOD | 1965-07-01 | 1965-07-01 | WCDXFER
0 | 0 | 0 | 0 | 2024-12-01 | BH Colorado Electric Oper Co | Regulated Electric (122) | X - DNU - RETIRED LINE | X - DNU - RETIRED LINE | 135500 | Pole, Wood: 7911000000 | 9803035 | POLE, WOOD | 1956-07-01 | 1956-07-01 | WCDXFER
0 | 0 | 0 | 0 | 2024-12-01 | BH Colorado Electric Oper Co | Regulated Electric (122) | X - DNU - RETIRED LINE | X - DNU - RETIRED LINE | 135500 | Pole, Wood: 7911000000 | 9803034 | POLE, WOOD | 1955-07-01 | 1955-07-01 | WCDXFER
0 | 0 | 0 | 0 | 2024-12-01 | BH Colorado Electric Oper Co | Regulated Electric (122) | X - DNU - RETIRED LINE | X - DNU - RETIRED LINE | 135500 | Pole, Wood: 7911000000 | 9803021 | POLE, WOOD | 1987-07-01 | 1987-07-01 | WCDXFER
0 | 0 | 0 | 0 | 2024-12-01 | BH Colorado Electric Oper Co | Regulated Electric (122) | X - DNU - RETIRED LINE | X - DNU - RETIRED LINE | 135500 | Pole, Wood: 7911000000 | 9803020 | POLE, WOOD | 1986-07-01 | 1986-07-01 | WCDXFER
0 | 0 | 0 | 0 | 2024-12-01 | BH Colorado Electric Oper Co | Regulated Electric (122) | X - DNU - RETIRED LINE | X - DNU - RETIRED LINE | 135500 | Pole, Wood: 7911000000 | 9802240 | POLE, WOOD | 1972-07-01 | 1972-07-01 | WCDXFER
0 | 0 | 0 | 0 | 2024-12-01 | BH Colorado Electric Oper Co | Regulated Electric (122) | X - DNU - RETIRED LINE | X - DNU - RETIRED LINE | 135500 | Pole, Wood: 7911000000 | 9802205 | POLE, WOOD | 1973-07-01 | 1973-07-01 | WCDXFER
0 | 0 | 0 | 0 | 2024-12-01 | BH Colorado Electric Oper Co | Regulated Electric (122) | X - DNU - RETIRED LINE | X - DNU - RETIRED LINE | 135500 | Pole, Wood: 7911000000 | 9802197 | POLE, WOOD | 1967-07-01 | 1967-07-01 | WCDXFER
0 | 0 | 0 | 0 | 2024-12-01 | BH Colorado Electric Oper Co | Regulated Electric (122) | X - DNU - RETIRED LINE | X - DNU - RETIRED LINE | 135500 | Pole, Wood: 7911000000 | 9802183 | POLE, WOOD | 1936-07-01 | 1936-07-01 | WCDXFER
0 | 0 | 0 | 0 | 2024-12-01 | BH Colorado Electric Oper Co | Regulated Electric (122) | X - DNU - RETIRED LINE | X - DNU - RETIRED LINE | 135500 | Pole, Wood: 7911000000 | 9802171 | POLE, WOOD | 1969-07-01 | 1969-07-01 | WCDXFER
0 | 0 | 0 | 0 | 2024-12-01 | BH Colorado Electric Oper Co | Regulated Electric (122) | X - DNU - RETIRED LINE | X - DNU - RETIRED LINE | 135500 | Pole, Wood: 7911000000 | 9802160 | POLE, WOOD | 1980-07-01 | 1980-07-01 | WCDXFER
0 | 0 | 0 | 0 | 2024-12-01 | BH Colorado Electric Oper Co | Regulated Electric (122) | X - DNU - RETIRED LINE | X - DNU - RETIRED LINE | 135500 | Pole, Wood: 7911000000 | 9802154 | POLE, WOOD | 1971-07-01 | 1971-07-01 | WCDXFER
0 | 0 | 0 | 0 | 2024-12-01 | BH Colorado Electric Oper Co | Regulated Electric (122) | X - DNU - RETIRED LINE | X - DNU - RETIRED LINE | 135500 | Pole, Wood: 7911000000 | 9803357 | POLE, WOOD | 1972-07-01 | 1972-07-01 | WCDXFER
0 | 0 | 0 | 0 | 2024-12-01 | BH Colorado Electric Oper Co | Regulated Electric (122) | X - DNU - RETIRED LINE | X - DNU - RETIRED LINE | 135500 | Pole, Wood: 7911000000 | 9803337 | POLE, WOOD | 1964-07-01 | 1964-07-01 | WCDXFER
0 | 0 | 0 | 0 | 2024-12-01 | BH Colorado Electric Oper Co | Regulated Electric (122) | X - DNU - RETIRED LINE | X - DNU - RETIRED LINE | 135500 | Pole, Wood: 7911000000 | 9803305 | POLE, WOOD | 1971-07-01 | 1971-07-01 | WCDXFER
0 | 0 | 0 | 0 | 2024-12-01 | BH Colorado Electric Oper Co | Regulated Electric (122) | X - DNU - RETIRED LINE | X - DNU - RETIRED LINE | 135500 | Pole, Wood: 7911000000 | 9803260 | POLE, WOOD | 1977-07-01 | 1977-07-01 | WCDXFER
0 | 0 | 0 | 0 | 2024-12-01 | BH Colorado Electric Oper Co | Regulated Electric (122) | X - DNU - RETIRED LINE | X - DNU - RETIRED LINE | 135500 | Pole, Wood: 7911000000 | 9803143 | POLE, WOOD | 1988-07-01 | 1988-07-01 | WCDXFER
0 | 0 | 0 | 0 | 2024-12-01 | BH Colorado Electric Oper Co | Regulated Electric (122) | X - DNU - RETIRED LINE | X - DNU - RETIRED LINE | 135500 | Pole, Wood: 7911000000 | 9803050 | POLE, WOOD | 1975-07-01 | 1975-07-01 | WCDXFER
0 | 0 | 0 | 0 | 2024-12-01 | BH Colorado Electric Oper Co | Regulated Electric (122) | X - DNU - RETIRED LINE | X - DNU - RETIRED LINE | 135500 | Pole, Wood: 7911000000 | 9803048 | POLE, WOOD | 1972-07-01 | 1972-07-01 | WCDXFER
0 | 0 | 0 | 0 | 2024-12-01 | BH Colorado Electric Oper Co | Regulated Electric (122) | X - DNU - RETIRED LINE | X - DNU - RETIRED LINE | 135500 | Pole, Wood: 7911000000 | 9803043 | POLE, WOOD | 1966-07-01 | 1966-07-01 | WCDXFER
0 | 0 | 0 | 0 | 2024-12-01 | BH Colorado Electric Oper Co | Regulated Electric (122) | X - DNU - RETIRED LINE | X - DNU - RETIRED LINE | 135500 | Pole, Wood: 7911000000 | 9803037 | POLE, WOOD | 1959-07-01 | 1959-07-01 | WCDXFER
0 | 0 | 0 | 0 | 2024-12-01 | BH Colorado Electric Oper Co | Regulated Electric (122) | X - DNU - RETIRED LINE | X - DNU - RETIRED LINE | 135500 | Pole, Wood: 7911000000 | 9803015 | POLE, WOOD | 1976-07-01 | 1976-07-01 | WCDXFER
0 | 0 | 0 | 0 | 2024-12-01 | BH Colorado Electric Oper Co | Regulated Electric (122) | X - DNU - RETIRED LINE | X - DNU - RETIRED LINE | 135500 | Pole, Wood: 7911000000 | 9802239 | POLE, WOOD | 1970-07-01 | 1970-07-01 | WCDXFER
0 | 0 | 0 | 0 | 2024-12-01 | BH Colorado Electric Oper Co | Regulated Electric (122) | X - DNU - RETIRED LINE | X - DNU - RETIRED LINE | 135500 | Pole, Wood: 7911000000 | 9802237 | POLE, WOOD | 1967-07-01 | 1967-07-01 | WCDXFER
0 | 0 | 0 | 0 | 2024-12-01 | BH Colorado Electric Oper Co | Regulated Electric (122) | X - DNU - RETIRED LINE | X - DNU - RETIRED LINE | 135500 | Pole, Wood: 7911000000 | 9802232 | POLE, WOOD | 1962-07-01 | 1962-07-01 | WCDXFER
0 | 0 | 0 | 0 | 2024-12-01 | BH Colorado Electric Oper Co | Regulated Electric (122) | X - DNU - RETIRED LINE | X - DNU - RETIRED LINE | 135500 | Pole, Wood: 7911000000 | 9802207 | POLE, WOOD | 1975-07-01 | 1975-07-01 | WCDXFER
0 | 0 | 0 | 0 | 2024-12-01 | BH Colorado Electric Oper Co | Regulated Electric (122) | X - DNU - RETIRED LINE | X - DNU - RETIRED LINE | 135500 | Pole, Wood: 7911000000 | 9802156 | POLE, WOOD | 1973-07-01 | 1973-07-01 | WCDXFER
0 | 0 | 0 | 0 | 2024-12-01 | BH Colorado Electric Oper Co | Regulated Electric (122) | X - DNU - RETIRED LINE | X - DNU - RETIRED LINE | 135500 | Pole, Wood: 7911000000 | 9802153 | POLE, WOOD | 1965-07-01 | 1965-07-01 | WCDXFER
0 | 0 | 0 | 0 | 2024-12-01 | BH Colorado Electric Oper Co | Regulated Electric (122) | X - DNU - RETIRED LINE | X - DNU - RETIRED LINE | 135500 | Pole, Wood: 7911000000 | 9802152 | POLE, WOOD | 1964-07-01 | 1964-07-01 | WCDXFER
0 | 0 | 0 | 0 | 2024-12-01 | BH Colorado Electric Oper Co | Regulated Electric (122) | X - DNU - RETIRED LINE | X - DNU - RETIRED LINE | 135500 | Pole, Wood: 7911000000 | 9802146 | POLE, WOOD | 1963-07-01 | 1963-07-01 | WCDXFER
0 | 0 | 0 | 0 | 2024-12-01 | BH Colorado Electric Oper Co | Regulated Electric (122) | X - DNU - RETIRED LINE | X - DNU - RETIRED LINE | 135500 | Pole, Wood: 7911000000 | 9803166 | POLE, WOOD | 1963-07-01 | 1963-07-01 | WCDXFER
0 | 0 | 0 | 0 | 2024-12-01 | BH Colorado Electric Oper Co | Regulated Electric (122) | X - DNU - RETIRED LINE | X - DNU - RETIRED LINE | 135500 | Pole, Wood: 7911000000 | 9802173 | POLE, WOOD | 1977-07-01 | 1977-07-01 | WCDXFER
0 | 0 | 0 | 0 | 2024-12-01 | BH Colorado Electric Oper Co | Regulated Electric (122) | X - DNU - RETIRED LINE | X - DNU - RETIRED LINE | 135500 | Pole, Wood: 7911000000 | 9803137 | POLE, WOOD | 1975-07-01 | 1975-07-01 | WCDXFER
0 | 0 | 0 | 0 | 2024-12-01 | BH Colorado Electric Oper Co | Regulated Electric (122) | X - DNU - RETIRED LINE | X - DNU - RETIRED LINE | 135500 | Pole, Wood: 7911000000 | 9803344 | POLE, WOOD | 1972-07-01 | 1972-07-01 | WCDXFER
0 | 0 | 0 | 0 | 2024-12-01 | BH Colorado Electric Oper Co | Regulated Electric (122) | X - DNU - RETIRED LINE | X - DNU - RETIRED LINE | 135500 | Pole, Wood: 7911000000 | 9803343 | POLE, WOOD | 1967-07-01 | 1967-07-01 | WCDXFER
0 | 0 | 0 | 0 | 2024-12-01 | BH Colorado Electric Oper Co | Regulated Electric (122) | X - DNU - RETIRED LINE | X - DNU - RETIRED LINE | 135500 | Pole, Wood: 7911000000 | 9802214 | POLE, WOOD | 1983-07-01 | 1983-07-01 | WCDXFER
0 | 0 | 0 | 0 | 2024-12-01 | BH Colorado Electric Oper Co | Regulated Electric (122) | X - DNU - RETIRED LINE | X - DNU - RETIRED LINE | 135500 | Pole, Wood: 7911000000 | 9803307 | POLE, WOOD | 1977-07-01 | 1977-07-01 | WCDXFER
0 | 0 | 0 | 0 | 2024-12-01 | BH Colorado Electric Oper Co | Regulated Electric (122) | X - DNU - RETIRED LINE | X - DNU - RETIRED LINE | 135500 | Pole, Wood: 7911000000 | 9803259 | POLE, WOOD | 1976-07-01 | 1976-07-01 | WCDXFER
0 | 0 | 0 | 0 | 2024-12-01 | BH Colorado Electric Oper Co | Regulated Electric (122) | X - DNU - RETIRED LINE | X - DNU - RETIRED LINE | 135500 | Pole, Wood: 7911000000 | 9803255 | POLE, WOOD | 1968-07-01 | 1968-07-01 | WCDXFER
0 | 0 | 0 | 0 | 2024-12-01 | BH Colorado Electric Oper Co | Regulated Electric (122) | X - DNU - RETIRED LINE | X - DNU - RETIRED LINE | 135500 | Pole, Wood: 7911000000 | 9803163 | POLE, WOOD | 1959-07-01 | 1959-07-01 | WCDXFER
0 | 0 | 0 | 0 | 2024-12-01 | BH Colorado Electric Oper Co | Regulated Electric (122) | X - DNU - RETIRED LINE | X - DNU - RETIRED LINE | 135500 | Pole, Wood: 7911000000 | 9803049 | POLE, WOOD | 1974-07-01 | 1974-07-01 | WCDXFER
0 | 0 | 0 | 0 | 2024-12-01 | BH Colorado Electric Oper Co | Regulated Electric (122) | X - DNU - RETIRED LINE | X - DNU - RETIRED LINE | 135500 | Pole, Wood: 7911000000 | 9803019 | POLE, WOOD | 1983-07-01 | 1983-07-01 | WCDXFER
0 | 0 | 0 | 0 | 2024-12-01 | BH Colorado Electric Oper Co | Regulated Electric (122) | X - DNU - RETIRED LINE | X - DNU - RETIRED LINE | 135500 | Pole, Wood: 7911000000 | 9802236 | POLE, WOOD | 1966-07-01 | 1966-07-01 | WCDXFER
0 | 0 | 0 | 0 | 2024-12-01 | BH Colorado Electric Oper Co | Regulated Electric (122) | X - DNU - RETIRED LINE | X - DNU - RETIRED LINE | 135500 | Pole, Wood: 7911000000 | 9803261 | POLE, WOOD | 1983-07-01 | 1983-07-01 | WCDXFER
0 | 0 | 0 | 0 | 2024-12-01 | BH Colorado Electric Oper Co | Regulated Electric (122) | X - DNU - RETIRED LINE | X - DNU - RETIRED LINE | 135500 | Pole, Wood: 7911000000 | 9802211 | POLE, WOOD | 1979-07-01 | 1979-07-01 | WCDXFER
0 | 0 | 0 | 0 | 2024-12-01 | BH Colorado Electric Oper Co | Regulated Electric (122) | X - DNU - RETIRED LINE | X - DNU - RETIRED LINE | 135500 | Pole, Wood: 7911000000 | 9802210 | POLE, WOOD | 1978-07-01 | 1978-07-01 | WCDXFER
0 | 0 | 0 | 0 | 2024-12-01 | BH Colorado Electric Oper Co | Regulated Electric (122) | X - DNU - RETIRED LINE | X - DNU - RETIRED LINE | 135500 | Pole, Wood: 7911000000 | 9802208 | POLE, WOOD | 1976-07-01 | 1976-07-01 | WCDXFER
0 | 0 | 0 | 0 | 2024-12-01 | BH Colorado Electric Oper Co | Regulated Electric (122) | X - DNU - RETIRED LINE | X - DNU - RETIRED LINE | 135500 | Pole, Wood: 7911000000 | 9803243 | POLE, WOOD | 1978-07-01 | 1978-07-01 | WCDXFER
0 | 0 | 0 | 0 | 2024-12-01 | BH Colorado Electric Oper Co | Regulated Electric (122) | X - DNU - RETIRED LINE | X - DNU - RETIRED LINE | 135500 | Pole, Wood: 7911000000 | 9802198 | POLE, WOOD | 1976-07-01 | 1976-07-01 | WCDXFER
0 | 0 | 0 | 0 | 2024-12-01 | BH Colorado Electric Oper Co | Regulated Electric (122) | X - DNU - RETIRED LINE | X - DNU - RETIRED LINE | 135500 | Pole, Wood: 7911000000 | 9802168 | POLE, WOOD | 1980-07-01 | 1980-07-01 | WCDXFER
0 | 0 | 0 | 0 | 2024-12-01 | BH Colorado Electric Oper Co | Regulated Electric (122) | X - DNU - RETIRED LINE | X - DNU - RETIRED LINE | 135500 | Pole, Wood: 7911000000 | 9802157 | POLE, WOOD | 1975-07-01 | 1975-07-01 | WCDXFER
0 | 0 | 0 | 0 | 2024-12-01 | BH Colorado Electric Oper Co | Regulated Electric (122) | X - DNU - RETIRED LINE | X - DNU - RETIRED LINE | 135500 | Pole, Wood: 7911000000 | 9803338 | POLE, WOOD | 1965-07-01 | 1965-07-01 | WCDXFER
0 | 0 | 0 | 0 | 2024-12-01 | BH Colorado Electric Oper Co | Regulated Electric (122) | X - DNU - RETIRED LINE | X - DNU - RETIRED LINE | 135500 | Pole, Wood: 7911000000 | 9802141 | POLE, WOOD | 1977-07-01 | 1977-07-01 | WCDXFER
0 | 0 | 0 | 0 | 2024-12-01 | BH Colorado Electric Oper Co | Regulated Electric (122) | X - DNU - RETIRED LINE | X - DNU - RETIRED LINE | 135500 | Pole, Wood: 7911000000 | 9803039 | POLE, WOOD | 1962-07-01 | 1962-07-01 | WCDXFER
0 | 0 | 0 | 0 | 2024-12-01 | BH Colorado Electric Oper Co | Regulated Electric (122) | X - DNU - RETIRED LINE | X - DNU - RETIRED LINE | 135500 | Pole, Wood: 7911000000 | 9803141 | POLE, WOOD | 1979-07-01 | 1979-07-01 | WCDXFER
0 | 0 | 0 | 0 | 2024-12-01 | BH Colorado Electric Oper Co | Regulated Electric (122) | X - DNU - RETIRED LINE | X - DNU - RETIRED LINE | 135500 | Pole, Wood: 7911000000 | 9803304 | POLE, WOOD | 1967-07-01 | 1967-07-01 | WCDXFER
0 | 0 | 0 | 0 | 2024-12-01 | BH Colorado Electric Oper Co | Regulated Electric (122) | X - DNU - RETIRED LINE | X - DNU - RETIRED LINE | 135500 | Pole, Wood: 7911000000 | 9803258 | POLE, WOOD | 1972-07-01 | 1972-07-01 | WCDXFER
0 | 0 | 0 | 0 | 2024-12-01 | BH Colorado Electric Oper Co | Regulated Electric (122) | X - DNU - RETIRED LINE | X - DNU - RETIRED LINE | 135500 | Pole, Wood: 7911000000 | 9803257 | POLE, WOOD | 1971-07-01 | 1971-07-01 | WCDXFER
0 | 0 | 0 | 0 | 2024-12-01 | BH Colorado Electric Oper Co | Regulated Electric (122) | X - DNU - RETIRED LINE | X - DNU - RETIRED LINE | 135500 | Pole, Wood: 7911000000 | 9803254 | POLE, WOOD | 1967-07-01 | 1967-07-01 | WCDXFER
0 | 0 | 0 | 0 | 2024-12-01 | BH Colorado Electric Oper Co | Regulated Electric (122) | X - DNU - RETIRED LINE | X - DNU - RETIRED LINE | 135500 | Pole, Wood: 7911000000 | 9802145 | POLE, WOOD | 1962-07-01 | 1962-07-01 | WCDXFER
0 | 0 | 0 | 0 | 2024-12-01 | BH Colorado Electric Oper Co | Regulated Electric (122) | X - DNU - RETIRED LINE | X - DNU - RETIRED LINE | 135500 | Pole, Wood: 7911000000 | 9803172 | POLE, WOOD | 1969-07-01 | 1969-07-01 | WCDXFER
0 | 0 | 0 | 0 | 2024-12-01 | BH Colorado Electric Oper Co | Regulated Electric (122) | X - DNU - RETIRED LINE | X - DNU - RETIRED LINE | 135500 | Pole, Wood: 7911000000 | 9803167 | POLE, WOOD | 1964-07-01 | 1964-07-01 | WCDXFER
0 | 0 | 0 | 0 | 2024-12-01 | BH Colorado Electric Oper Co | Regulated Electric (122) | X - DNU - RETIRED LINE | X - DNU - RETIRED LINE | 135500 | Pole, Wood: 7911000000 | 9803045 | POLE, WOOD | 1968-07-01 | 1968-07-01 | WCDXFER
0 | 0 | 0 | 0 | 2024-12-01 | BH Colorado Electric Oper Co | Regulated Electric (122) | X - DNU - RETIRED LINE | X - DNU - RETIRED LINE | 135500 | Pole, Wood: 7911000000 | 9802195 | POLE, WOOD | 1954-07-01 | 1954-07-01 | WCDXFER
0 | 0 | 0 | 0 | 2024-12-01 | BH Colorado Electric Oper Co | Regulated Electric (122) | X - DNU - RETIRED LINE | X - DNU - RETIRED LINE | 135500 | Pole, Wood: 7911000000 | 9803040 | POLE, WOOD | 1963-07-01 | 1963-07-01 | WCDXFER
0 | 0 | 0 | 0 | 2024-12-01 | BH Colorado Electric Oper Co | Regulated Electric (122) | X - DNU - RETIRED LINE | X - DNU - RETIRED LINE | 135500 | Pole, Wood: 7911000000 | 9803036 | POLE, WOOD | 1958-07-01 | 1958-07-01 | WCDXFER
0 | 0 | 0 | 0 | 2024-12-01 | BH Colorado Electric Oper Co | Regulated Electric (122) | X - DNU - RETIRED LINE | X - DNU - RETIRED LINE | 135500 | Pole, Wood: 7911000000 | 9802234 | POLE, WOOD | 1964-07-01 | 1964-07-01 | WCDXFER
0 | 0 | 0 | 0 | 2024-12-01 | BH Colorado Electric Oper Co | Regulated Electric (122) | X - DNU - RETIRED LINE | X - DNU - RETIRED LINE | 135500 | Pole, Wood: 7911000000 | 9802170 | POLE, WOOD | 1955-07-01 | 1955-07-01 | WCDXFER
0 | 0 | 0 | 0 | 2024-12-01 | BH Colorado Electric Oper Co | Regulated Electric (122) | X - DNU - RETIRED LINE | X - DNU - RETIRED LINE | 135500 | Pole, Wood: 7911000000 | 9802212 | POLE, WOOD | 1980-07-01 | 1980-07-01 | WCDXFER
0 | 0 | 0 | 0 | 2024-12-01 | BH Colorado Electric Oper Co | Regulated Electric (122) | X - DNU - RETIRED LINE | X - DNU - RETIRED LINE | 135500 | Pole, Wood: 7911000000 | 9802206 | POLE, WOOD | 1974-07-01 | 1974-07-01 | WCDXFER
0 | 0 | 0 | 0 | 2024-12-01 | BH Colorado Electric Oper Co | Regulated Electric (122) | X - DNU - RETIRED LINE | X - DNU - RETIRED LINE | 135500 | Pole, Wood: 7911000000 | 9802155 | POLE, WOOD | 1972-07-01 | 1972-07-01 | WCDXFER
0 | 0 | 0 | 0 | 2024-12-01 | BH Colorado Electric Oper Co | Regulated Electric (122) | X - DNU - RETIRED LINE | X - DNU - RETIRED LINE | 135500 | Pole, Wood: 7911000000 | 9803138 | POLE, WOOD | 1978-07-01 | 1978-07-01 | WCDXFER
0 | 0 | 0 | 0 | 2024-12-01 | BH Colorado Electric Oper Co | Regulated Electric (122) | X - DNU - RETIRED LINE | X - DNU - RETIRED LINE | 135500 | Pole, Wood: 7911000000 | 9803336 | POLE, WOOD | 1963-07-01 | 1963-07-01 | WCDXFER
0 | 0 | 0 | 0 | 2024-12-01 | BH Colorado Electric Oper Co | Regulated Electric (122) | X - DNU - RETIRED LINE | X - DNU - RETIRED LINE | 135500 | Pole, Wood: 7911000000 | 9803306 | POLE, WOOD | 1976-07-01 | 1976-07-01 | WCDXFER
0 | 0 | 0 | 0 | 2024-12-01 | BH Colorado Electric Oper Co | Regulated Electric (122) | X - DNU - RETIRED LINE | X - DNU - RETIRED LINE | 135500 | Pole, Wood: 7911000000 | 9803262 | POLE, WOOD | 1986-07-01 | 1986-07-01 | WCDXFER
0 | 0 | 0 | 0 | 2024-12-01 | BH Colorado Electric Oper Co | Regulated Electric (122) | X - DNU - RETIRED LINE | X - DNU - RETIRED LINE | 135500 | Pole, Wood: 7911000000 | 9803144 | POLE, WOOD | 1992-07-01 | 1992-07-01 | WCDXFER
0 | 0 | 0 | 0 | 2024-12-01 | BH Colorado Electric Oper Co | Regulated Electric (122) | X - DNU - RETIRED LINE | X - DNU - RETIRED LINE | 135500 | Pole, Wood: 7911000000 | 9803175 | POLE, WOOD | 1976-07-01 | 1976-07-01 | WCDXFER
0 | 0 | 0 | 0 | 2024-12-01 | BH Colorado Electric Oper Co | Regulated Electric (122) | X - DNU - RETIRED LINE | X - DNU - RETIRED LINE | 135500 | Pole, Wood: 7911000000 | 9803164 | POLE, WOOD | 1960-07-01 | 1960-07-01 | WCDXFER
0 | 0 | 0 | 0 | 2024-12-01 | BH Colorado Electric Oper Co | Regulated Electric (122) | X - DNU - RETIRED LINE | X - DNU - RETIRED LINE | 135500 | Pole, Wood: 7911000000 | 9803042 | POLE, WOOD | 1965-07-01 | 1965-07-01 | WCDXFER
0 | 0 | 0 | 0 | 2024-12-01 | BH Colorado Electric Oper Co | Regulated Electric (122) | X - DNU - RETIRED LINE | X - DNU - RETIRED LINE | 135500 | Pole, Wood: 7911000000 | 9803022 | POLE, WOOD | 1990-07-01 | 1990-07-01 | WCDXFER
0 | 0 | 0 | 0 | 2024-12-01 | BH Colorado Electric Oper Co | Regulated Electric (122) | X - DNU - RETIRED LINE | X - DNU - RETIRED LINE | 135500 | Pole, Wood: 7911000000 | 9803018 | POLE, WOOD | 1980-07-01 | 1980-07-01 | WCDXFER
0 | 0 | 0 | 0 | 2024-12-01 | BH Colorado Electric Oper Co | Regulated Electric (122) | X - DNU - RETIRED LINE | X - DNU - RETIRED LINE | 135500 | Pole, Wood: 7911000000 | 9802230 | POLE, WOOD | 1960-07-01 | 1960-07-01 | WCDXFER
0 | 0 | 0 | 0 | 2024-12-01 | BH Colorado Electric Oper Co | Regulated Electric (122) | X - DNU - RETIRED LINE | X - DNU - RETIRED LINE | 135500 | Pole, Wood: 7911000000 | 9802213 | POLE, WOOD | 1981-07-01 | 1981-07-01 | WCDXFER
0 | 0 | 0 | 0 | 2024-12-01 | BH Colorado Electric Oper Co | Regulated Electric (122) | X - DNU - RETIRED LINE | X - DNU - RETIRED LINE | 135500 | Pole, Wood: 7911000000 | 9803169 | POLE, WOOD | 1966-07-01 | 1966-07-01 | WCDXFER
0 | 0 | 0 | 0 | 2024-12-01 | BH Colorado Electric Oper Co | Regulated Electric (122) | X - DNU - RETIRED LINE | X - DNU - RETIRED LINE | 135500 | Pole, Wood: 7911000000 | 9802209 | POLE, WOOD | 1977-07-01 | 1977-07-01 | WCDXFER
0 | 0 | 0 | 0 | 2024-12-01 | BH Colorado Electric Oper Co | Regulated Electric (122) | X - DNU - RETIRED LINE | X - DNU - RETIRED LINE | 135500 | Pole, Wood: 7911000000 | 9802169 | POLE, WOOD | 1954-07-01 | 1954-07-01 | WCDXFER
0 | 0 | 0 | 0 | 2024-12-01 | BH Colorado Electric Oper Co | Regulated Electric (122) | X - DNU - RETIRED LINE | X - DNU - RETIRED LINE | 135500 | Pole, Wood: 7911000000 | 9802144 | POLE, WOOD | 1955-07-01 | 1955-07-01 | WCDXFER
0 | 0 | 0 | 0 | 2024-12-01 | BH Colorado Electric Oper Co | Regulated Electric (122) | X - DNU - RETIRED LINE | X - DNU - RETIRED LINE | 135500 | Pole, Wood: 7911000000 | 9803303 | POLE, WOOD | 1966-07-01 | 1966-07-01 | WCDXFER
0 | 0 | 0 | 0 | 2024-12-01 | BH Colorado Electric Oper Co | Regulated Electric (122) | X - DNU - RETIRED LINE | X - DNU - RETIRED LINE | 135500 | Pole, Wood: 7911000000 | 9803392 | POLE, WOOD | 1968-07-01 | 1968-07-01 | WCDXFER
0 | 0 | 0 | 0 | 2024-12-01 | BH Colorado Electric Oper Co | Regulated Electric (122) | X - DNU - RETIRED LINE | X - DNU - RETIRED LINE | 135500 | Pole, Wood: 7911000000 | 9803044 | POLE, WOOD | 1967-07-01 | 1967-07-01 | WCDXFER
0 | 0 | 0 | 0 | 2024-12-01 | BH Colorado Electric Oper Co | Regulated Electric (122) | X - DNU - RETIRED LINE | X - DNU - RETIRED LINE | 135500 | Steel 1 Pole 40': 7912014000 | 9974817 | STEEL 1 POLE 40' | 1936-07-01 | 1936-07-01 | CPR Conversion
0 | 0 | 0 | 0 | 2024-12-01 | BH Colorado Electric Oper Co | Regulated Electric (122) | X - DNU - RETIRED LINE | X - DNU - RETIRED LINE | 135500 | Steel 1 Pole 50': 7912015000 | 9974816 | STEEL 1 POLE 50' | 1936-07-01 | 1936-07-01 | CPR Conversion
0 | 0 | 0 | 0 | 2024-12-01 | BH Colorado Electric Oper Co | Regulated Electric (122) | X - DNU - RETIRED LINE | X - DNU - RETIRED LINE | 135500 | Wood 1 Pole 25': 7911012500 | 9974734 | WOOD 1 POLE 25' | 1955-07-01 | 1955-07-01 | CPR Conversion
0 | 0 | 0 | 0 | 2024-12-01 | BH Colorado Electric Oper Co | Regulated Electric (122) | X - DNU - RETIRED LINE | X - DNU - RETIRED LINE | 135500 | Wood 1 Pole 25': 7911012500 | 9974733 | WOOD 1 POLE 25' | 1962-07-01 | 1962-07-01 | CPR Conversion
0 | 0 | 0 | 0 | 2024-12-01 | BH Colorado Electric Oper Co | Regulated Electric (122) | X - DNU - RETIRED LINE | X - DNU - RETIRED LINE | 135500 | Wood 1 Pole 25': 7911012500 | 9974732 | WOOD 1 POLE 25' | 1963-07-01 | 1963-07-01 | CPR Conversion
0 | 0 | 0 | 0 | 2024-12-01 | BH Colorado Electric Oper Co | Regulated Electric (122) | X - DNU - RETIRED LINE | X - DNU - RETIRED LINE | 135500 | Wood 1 Pole 30': 7911013000 | 9974730 | WOOD 1 POLE 30' | 1982-07-01 | 1982-07-01 | CPR Conversion
0 | 0 | 0 | 0 | 2024-12-01 | BH Colorado Electric Oper Co | Regulated Electric (122) | X - DNU - RETIRED LINE | X - DNU - RETIRED LINE | 135500 | Wood 1 Pole 30': 7911013000 | 9974731 | WOOD 1 POLE 30' | 1977-07-01 | 1977-07-01 | CPR Conversion
0 | 0 | 0 | 0 | 2024-12-01 | BH Colorado Electric Oper Co | Regulated Electric (122) | X - DNU - RETIRED LINE | X - DNU - RETIRED LINE | 135500 | Wood 1 Pole 35': 7911013500 | 9697432 | WOOD 1 POLE 35' | 1980-07-01 | 1980-07-01 | CPR Conversion
0 | 0 | 0 | 0 | 2024-12-01 | BH Colorado Electric Oper Co | Regulated Electric (122) | X - DNU - RETIRED LINE | X - DNU - RETIRED LINE | 135500 | Wood 1 Pole 35': 7911013500 | 9801858 | CROSSARM ASSEMBLIES, WOOD | 1977-07-01 | 1977-07-01 | WCDXFER
0 | 0 | 0 | 0 | 2024-12-01 | BH Colorado Electric Oper Co | Regulated Electric (122) | X - DNU - RETIRED LINE | X - DNU - RETIRED LINE | 135500 | Wood 1 Pole 35': 7911013500 | 9974729 | WOOD 1 POLE 35' | 1977-07-01 | 1977-07-01 | CPR Conversion
0 | 0 | 0 | 0 | 2024-12-01 | BH Colorado Electric Oper Co | Regulated Electric (122) | X - DNU - RETIRED LINE | X - DNU - RETIRED LINE | 135500 | Wood 1 Pole 35': 7911013500 | 9801859 | CROSSARM ASSEMBLIES, WOOD | 1980-07-01 | 1980-07-01 | WCDXFER
0 | 0 | 0 | 0 | 2024-12-01 | BH Colorado Electric Oper Co | Regulated Electric (122) | X - DNU - RETIRED LINE | X - DNU - RETIRED LINE | 135500 | Wood 1 Pole 40': 7911014000 | 9728063 | WOOD 1 POLE 40' | 1958-07-01 | 1958-07-01 | CPR Conversion
0 | 0 | 0 | 0 | 2024-12-01 | BH Colorado Electric Oper Co | Regulated Electric (122) | X - DNU - RETIRED LINE | X - DNU - RETIRED LINE | 135500 | Wood 1 Pole 40': 7911014000 | 9801845 | CROSSARM ASSEMBLIES, WOOD | 1973-07-01 | 1973-07-01 | WCDXFER
0 | 0 | 0 | 0 | 2024-12-01 | BH Colorado Electric Oper Co | Regulated Electric (122) | X - DNU - RETIRED LINE | X - DNU - RETIRED LINE | 135500 | Wood 1 Pole 40': 7911014000 | 9801877 | CROSSARM ASSEMBLIES, WOOD | 1964-07-01 | 1964-07-01 | WCDXFER
0 | 0 | 0 | 0 | 2024-12-01 | BH Colorado Electric Oper Co | Regulated Electric (122) | X - DNU - RETIRED LINE | X - DNU - RETIRED LINE | 135500 | Wood 1 Pole 40': 7911014000 | 9974725 | WOOD 1 POLE 40' | 1965-07-01 | 1965-07-01 | CPR Conversion
0 | 0 | 0 | 0 | 2024-12-01 | BH Colorado Electric Oper Co | Regulated Electric (122) | X - DNU - RETIRED LINE | X - DNU - RETIRED LINE | 135500 | Wood 1 Pole 40': 7911014000 | 9974728 | WOOD 1 POLE 40' | 1941-07-01 | 1941-07-01 | CPR Conversion
0 | 0 | 0 | 0 | 2024-12-01 | BH Colorado Electric Oper Co | Regulated Electric (122) | X - DNU - RETIRED LINE | X - DNU - RETIRED LINE | 135500 | Wood 1 Pole 40': 7911014000 | 9801872 | CROSSARM ASSEMBLIES, WOOD | 1936-07-01 | 1936-07-01 | WCDXFER
0 | 0 | 0 | 0 | 2024-12-01 | BH Colorado Electric Oper Co | Regulated Electric (122) | X - DNU - RETIRED LINE | X - DNU - RETIRED LINE | 135500 | Wood 1 Pole 40': 7911014000 | 9801874 | CROSSARM ASSEMBLIES, WOOD | 1958-07-01 | 1958-07-01 | WCDXFER
0 | 0 | 0 | 0 | 2024-12-01 | BH Colorado Electric Oper Co | Regulated Electric (122) | X - DNU - RETIRED LINE | X - DNU - RETIRED LINE | 135500 | Wood 1 Pole 40': 7911014000 | 9697431 | WOOD 1 POLE 40' | 1977-07-01 | 1977-07-01 | CPR Conversion
0 | 0 | 0 | 0 | 2024-12-01 | BH Colorado Electric Oper Co | Regulated Electric (122) | X - DNU - RETIRED LINE | X - DNU - RETIRED LINE | 135500 | Wood 1 Pole 40': 7911014000 | 9701187 | WOOD 1 POLE 40' | 1963-07-01 | 1963-07-01 | CPR Conversion
0 | 0 | 0 | 0 | 2024-12-01 | BH Colorado Electric Oper Co | Regulated Electric (122) | X - DNU - RETIRED LINE | X - DNU - RETIRED LINE | 135500 | Wood 1 Pole 40': 7911014000 | 9706642 | WOOD 1 POLE 40' | 1975-07-01 | 1975-07-01 | CPR Conversion
0 | 0 | 0 | 0 | 2024-12-01 | BH Colorado Electric Oper Co | Regulated Electric (122) | X - DNU - RETIRED LINE | X - DNU - RETIRED LINE | 135500 | Wood 1 Pole 40': 7911014000 | 9801875 | CROSSARM ASSEMBLIES, WOOD | 1961-07-01 | 1961-07-01 | WCDXFER
0 | 0 | 0 | 0 | 2024-12-01 | BH Colorado Electric Oper Co | Regulated Electric (122) | X - DNU - RETIRED LINE | X - DNU - RETIRED LINE | 135500 | Wood 1 Pole 40': 7911014000 | 9801879 | CROSSARM ASSEMBLIES, WOOD | 1971-07-01 | 1971-07-01 | WCDXFER
0 | 0 | 0 | 0 | 2024-12-01 | BH Colorado Electric Oper Co | Regulated Electric (122) | X - DNU - RETIRED LINE | X - DNU - RETIRED LINE | 135500 | Wood 1 Pole 40': 7911014000 | 9974723 | WOOD 1 POLE 40' | 1972-07-01 | 1972-07-01 | CPR Conversion
0 | 0 | 0 | 0 | 2024-12-01 | BH Colorado Electric Oper Co | Regulated Electric (122) | X - DNU - RETIRED LINE | X - DNU - RETIRED LINE | 135500 | Wood 1 Pole 40': 7911014000 | 9974722 | WOOD 1 POLE 40' | 1973-07-01 | 1973-07-01 | CPR Conversion
0 | 0 | 0 | 0 | 2024-12-01 | BH Colorado Electric Oper Co | Regulated Electric (122) | X - DNU - RETIRED LINE | X - DNU - RETIRED LINE | 135500 | Wood 1 Pole 40': 7911014000 | 9801880 | CROSSARM ASSEMBLIES, WOOD | 1972-07-01 | 1972-07-01 | WCDXFER
0 | 0 | 0 | 0 | 2024-12-01 | BH Colorado Electric Oper Co | Regulated Electric (122) | X - DNU - RETIRED LINE | X - DNU - RETIRED LINE | 135500 | Wood 1 Pole 40': 7911014000 | 9974726 | WOOD 1 POLE 40' | 1964-07-01 | 1964-07-01 | CPR Conversion
0 | 0 | 0 | 0 | 2024-12-01 | BH Colorado Electric Oper Co | Regulated Electric (122) | X - DNU - RETIRED LINE | X - DNU - RETIRED LINE | 135500 | Wood 1 Pole 40': 7911014000 | 9974727 | WOOD 1 POLE 40' | 1961-07-01 | 1961-07-01 | CPR Conversion
0 | 0 | 0 | 0 | 2024-12-01 | BH Colorado Electric Oper Co | Regulated Electric (122) | X - DNU - RETIRED LINE | X - DNU - RETIRED LINE | 135500 | Wood 1 Pole 40': 7911014000 | 9724174 | WOOD 1 POLE 40' | 1936-07-01 | 1936-07-01 | CPR Conversion
0 | 0 | 0 | 0 | 2024-12-01 | BH Colorado Electric Oper Co | Regulated Electric (122) | X - DNU - RETIRED LINE | X - DNU - RETIRED LINE | 135500 | Wood 1 Pole 40': 7911014000 | 9801873 | CROSSARM ASSEMBLIES, WOOD | 1941-07-01 | 1941-07-01 | WCDXFER
0 | 0 | 0 | 0 | 2024-12-01 | BH Colorado Electric Oper Co | Regulated Electric (122) | X - DNU - RETIRED LINE | X - DNU - RETIRED LINE | 135500 | Wood 1 Pole 40': 7911014000 | 9974721 | WOOD 1 POLE 40' | 1976-07-01 | 1976-07-01 | CPR Conversion
0 | 0 | 0 | 0 | 2024-12-01 | BH Colorado Electric Oper Co | Regulated Electric (122) | X - DNU - RETIRED LINE | X - DNU - RETIRED LINE | 135500 | Wood 1 Pole 40': 7911014000 | 9801846 | CROSSARM ASSEMBLIES, WOOD | 1975-07-01 | 1975-07-01 | WCDXFER
0 | 0 | 0 | 0 | 2024-12-01 | BH Colorado Electric Oper Co | Regulated Electric (122) | X - DNU - RETIRED LINE | X - DNU - RETIRED LINE | 135500 | Wood 1 Pole 40': 7911014000 | 9801847 | CROSSARM ASSEMBLIES, WOOD | 1976-07-01 | 1976-07-01 | WCDXFER
0 | 0 | 0 | 0 | 2024-12-01 | BH Colorado Electric Oper Co | Regulated Electric (122) | X - DNU - RETIRED LINE | X - DNU - RETIRED LINE | 135500 | Wood 1 Pole 40': 7911014000 | 9974724 | WOOD 1 POLE 40' | 1971-07-01 | 1971-07-01 | CPR Conversion
0 | 0 | 0 | 0 | 2024-12-01 | BH Colorado Electric Oper Co | Regulated Electric (122) | X - DNU - RETIRED LINE | X - DNU - RETIRED LINE | 135500 | Wood 1 Pole 40': 7911014000 | 9801849 | CROSSARM ASSEMBLIES, WOOD | 1980-07-01 | 1980-07-01 | WCDXFER
0 | 0 | 0 | 0 | 2024-12-01 | BH Colorado Electric Oper Co | Regulated Electric (122) | X - DNU - RETIRED LINE | X - DNU - RETIRED LINE | 135500 | Wood 1 Pole 40': 7911014000 | 9801848 | CROSSARM ASSEMBLIES, WOOD | 1977-07-01 | 1977-07-01 | WCDXFER
0 | 0 | 0 | 0 | 2024-12-01 | BH Colorado Electric Oper Co | Regulated Electric (122) | X - DNU - RETIRED LINE | X - DNU - RETIRED LINE | 135500 | Wood 1 Pole 40': 7911014000 | 9801876 | CROSSARM ASSEMBLIES, WOOD | 1963-07-01 | 1963-07-01 | WCDXFER
0 | 0 | 0 | 0 | 2024-12-01 | BH Colorado Electric Oper Co | Regulated Electric (122) | X - DNU - RETIRED LINE | X - DNU - RETIRED LINE | 135500 | Wood 1 Pole 40': 7911014000 | 9801878 | CROSSARM ASSEMBLIES, WOOD | 1965-07-01 | 1965-07-01 | WCDXFER
0 | 0 | 0 | 0 | 2024-12-01 | BH Colorado Electric Oper Co | Regulated Electric (122) | X - DNU - RETIRED LINE | X - DNU - RETIRED LINE | 135500 | Wood 1 Pole 40': 7911014000 | 9974720 | WOOD 1 POLE 40' | 1980-07-01 | 1980-07-01 | CPR Conversion
0 | 0 | 0 | 0 | 2024-12-01 | BH Colorado Electric Oper Co | Regulated Electric (122) | X - DNU - RETIRED LINE | X - DNU - RETIRED LINE | 135500 | Wood 1 Pole 45': 7911014500 | 9701186 | WOOD 1 POLE 45' | 1969-07-01 | 1969-07-01 | CPR Conversion
0 | 0 | 0 | 0 | 2024-12-01 | BH Colorado Electric Oper Co | Regulated Electric (122) | X - DNU - RETIRED LINE | X - DNU - RETIRED LINE | 135500 | Wood 1 Pole 45': 7911014500 | 9974717 | WOOD 1 POLE 45' | 1976-07-01 | 1976-07-01 | CPR Conversion
0 | 0 | 0 | 0 | 2024-12-01 | BH Colorado Electric Oper Co | Regulated Electric (122) | X - DNU - RETIRED LINE | X - DNU - RETIRED LINE | 135500 | Wood 1 Pole 45': 7911014500 | 9974718 | WOOD 1 POLE 45' | 1955-07-01 | 1955-07-01 | CPR Conversion
0 | 0 | 0 | 0 | 2024-12-01 | BH Colorado Electric Oper Co | Regulated Electric (122) | X - DNU - RETIRED LINE | X - DNU - RETIRED LINE | 135500 | Wood 1 Pole 45': 7911014500 | 9974716 | WOOD 1 POLE 45' | 1977-07-01 | 1977-07-01 | CPR Conversion
0 | 0 | 0 | 0 | 2024-12-01 | BH Colorado Electric Oper Co | Regulated Electric (122) | X - DNU - RETIRED LINE | X - DNU - RETIRED LINE | 135500 | Wood 1 Pole 45': 7911014500 | 9974719 | WOOD 1 POLE 45' | 1954-07-01 | 1954-07-01 | CPR Conversion
0 | 0 | 0 | 0 | 2024-12-01 | BH Colorado Electric Oper Co | Regulated Electric (122) | X - DNU - RETIRED LINE | X - DNU - RETIRED LINE | 135500 | Wood 1 Pole 50': 7911015000 | 9974713 | WOOD 1 POLE 50' | 1976-07-01 | 1976-07-01 | CPR Conversion
0 | 0 | 0 | 0 | 2024-12-01 | BH Colorado Electric Oper Co | Regulated Electric (122) | X - DNU - RETIRED LINE | X - DNU - RETIRED LINE | 135500 | Wood 1 Pole 50': 7911015000 | 9974566 | WOOD 1 POLE 50' | 1975-07-01 | 1975-07-01 | CPR Conversion
0 | 0 | 0 | 0 | 2024-12-01 | BH Colorado Electric Oper Co | Regulated Electric (122) | X - DNU - RETIRED LINE | X - DNU - RETIRED LINE | 135500 | Wood 1 Pole 50': 7911015000 | 9974714 | WOOD 1 POLE 50' | 1959-07-01 | 1959-07-01 | CPR Conversion
0 | 0 | 0 | 0 | 2024-12-01 | BH Colorado Electric Oper Co | Regulated Electric (122) | X - DNU - RETIRED LINE | X - DNU - RETIRED LINE | 135500 | Wood 1 Pole 50': 7911015000 | 9724173 | WOOD 1 POLE 50' | 1967-07-01 | 1967-07-01 | CPR Conversion
0 | 0 | 0 | 0 | 2024-12-01 | BH Colorado Electric Oper Co | Regulated Electric (122) | X - DNU - RETIRED LINE | X - DNU - RETIRED LINE | 135500 | Wood 1 Pole 50': 7911015000 | 9974715 | WOOD 1 POLE 50' | 1954-07-01 | 1954-07-01 | CPR Conversion
0 | 0 | 0 | 0 | 2024-12-01 | BH Colorado Electric Oper Co | Regulated Electric (122) | X - DNU - RETIRED LINE | X - DNU - RETIRED LINE | 135500 | Wood 1 Pole 50': 7911015000 | 9974565 | WOOD 1 POLE 50' | 1978-07-01 | 1978-07-01 | CPR Conversion
0 | 0 | 0 | 0 | 2024-12-01 | BH Colorado Electric Oper Co | Regulated Electric (122) | X - DNU - RETIRED LINE | X - DNU - RETIRED LINE | 135500 | Wood 1 Pole 55': 7911015500 | 9974710 | WOOD 1 POLE 55' | 1961-07-01 | 1961-07-01 | CPR Conversion
0 | 0 | 0 | 0 | 2024-12-01 | BH Colorado Electric Oper Co | Regulated Electric (122) | X - DNU - RETIRED LINE | X - DNU - RETIRED LINE | 135500 | Wood 1 Pole 55': 7911015500 | 9974711 | WOOD 1 POLE 55' | 1960-07-01 | 1960-07-01 | CPR Conversion
0 | 0 | 0 | 0 | 2024-12-01 | BH Colorado Electric Oper Co | Regulated Electric (122) | X - DNU - RETIRED LINE | X - DNU - RETIRED LINE | 135500 | Wood 1 Pole 55': 7911015500 | 9974794 | WOOD 1 POLE 55' | 1972-07-01 | 1972-07-01 | CPR Conversion
0 | 0 | 0 | 0 | 2024-12-01 | BH Colorado Electric Oper Co | Regulated Electric (122) | X - DNU - RETIRED LINE | X - DNU - RETIRED LINE | 135500 | Wood 1 Pole 55': 7911015500 | 9974791 | WOOD 1 POLE 55' | 1975-07-01 | 1975-07-01 | CPR Conversion
0 | 0 | 0 | 0 | 2024-12-01 | BH Colorado Electric Oper Co | Regulated Electric (122) | X - DNU - RETIRED LINE | X - DNU - RETIRED LINE | 135500 | Wood 1 Pole 55': 7911015500 | 9974795 | WOOD 1 POLE 55' | 1970-07-01 | 1970-07-01 | CPR Conversion
0 | 0 | 0 | 0 | 2024-12-01 | BH Colorado Electric Oper Co | Regulated Electric (122) | X - DNU - RETIRED LINE | X - DNU - RETIRED LINE | 135500 | Wood 1 Pole 55': 7911015500 | 9974564 | WOOD 1 POLE 55' | 1975-07-01 | 1975-07-01 | CPR Conversion
0 | 0 | 0 | 0 | 2024-12-01 | BH Colorado Electric Oper Co | Regulated Electric (122) | X - DNU - RETIRED LINE | X - DNU - RETIRED LINE | 135500 | Wood 1 Pole 55': 7911015500 | 9724179 | WOOD 1 POLE 55' | 1977-07-01 | 1977-07-01 | CPR Conversion
0 | 0 | 0 | 0 | 2024-12-01 | BH Colorado Electric Oper Co | Regulated Electric (122) | X - DNU - RETIRED LINE | X - DNU - RETIRED LINE | 135500 | Wood 1 Pole 55': 7911015500 | 9974790 | WOOD 1 POLE 55' | 1976-07-01 | 1976-07-01 | CPR Conversion
0 | 0 | 0 | 0 | 2024-12-01 | BH Colorado Electric Oper Co | Regulated Electric (122) | X - DNU - RETIRED LINE | X - DNU - RETIRED LINE | 135500 | Wood 1 Pole 55': 7911015500 | 9974563 | WOOD 1 POLE 55' | 1978-07-01 | 1978-07-01 | CPR Conversion
0 | 0 | 0 | 0 | 2024-12-01 | BH Colorado Electric Oper Co | Regulated Electric (122) | X - DNU - RETIRED LINE | X - DNU - RETIRED LINE | 135500 | Wood 1 Pole 55': 7911015500 | 9974706 | WOOD 1 POLE 55' | 1965-07-01 | 1965-07-01 | CPR Conversion
0 | 0 | 0 | 0 | 2024-12-01 | BH Colorado Electric Oper Co | Regulated Electric (122) | X - DNU - RETIRED LINE | X - DNU - RETIRED LINE | 135500 | Wood 1 Pole 55': 7911015500 | 9974707 | WOOD 1 POLE 55' | 1964-07-01 | 1964-07-01 | CPR Conversion
0 | 0 | 0 | 0 | 2024-12-01 | BH Colorado Electric Oper Co | Regulated Electric (122) | X - DNU - RETIRED LINE | X - DNU - RETIRED LINE | 135500 | Wood 1 Pole 55': 7911015500 | 9974793 | WOOD 1 POLE 55' | 1973-07-01 | 1973-07-01 | CPR Conversion
0 | 0 | 0 | 0 | 2024-12-01 | BH Colorado Electric Oper Co | Regulated Electric (122) | X - DNU - RETIRED LINE | X - DNU - RETIRED LINE | 135500 | Wood 1 Pole 55': 7911015500 | 9974712 | WOOD 1 POLE 55' | 1959-07-01 | 1959-07-01 | CPR Conversion
0 | 0 | 0 | 0 | 2024-12-01 | BH Colorado Electric Oper Co | Regulated Electric (122) | X - DNU - RETIRED LINE | X - DNU - RETIRED LINE | 135500 | Wood 1 Pole 55': 7911015500 | 9974787 | WOOD 1 POLE 55' | 1980-07-01 | 1980-07-01 | CPR Conversion
0 | 0 | 0 | 0 | 2024-12-01 | BH Colorado Electric Oper Co | Regulated Electric (122) | X - DNU - RETIRED LINE | X - DNU - RETIRED LINE | 135500 | Wood 1 Pole 55': 7911015500 | 9974789 | WOOD 1 POLE 55' | 1978-07-01 | 1978-07-01 | CPR Conversion
0 | 0 | 0 | 0 | 2024-12-01 | BH Colorado Electric Oper Co | Regulated Electric (122) | X - DNU - RETIRED LINE | X - DNU - RETIRED LINE | 135500 | Wood 1 Pole 55': 7911015500 | 9974785 | WOOD 1 POLE 55' | 1983-07-01 | 1983-07-01 | CPR Conversion
0 | 0 | 0 | 0 | 2024-12-01 | BH Colorado Electric Oper Co | Regulated Electric (122) | X - DNU - RETIRED LINE | X - DNU - RETIRED LINE | 135500 | Wood 1 Pole 55': 7911015500 | 9974705 | WOOD 1 POLE 55' | 1966-07-01 | 1966-07-01 | CPR Conversion
0 | 0 | 0 | 0 | 2024-12-01 | BH Colorado Electric Oper Co | Regulated Electric (122) | X - DNU - RETIRED LINE | X - DNU - RETIRED LINE | 135500 | Wood 1 Pole 55': 7911015500 | 9974708 | WOOD 1 POLE 55' | 1963-07-01 | 1963-07-01 | CPR Conversion
0 | 0 | 0 | 0 | 2024-12-01 | BH Colorado Electric Oper Co | Regulated Electric (122) | X - DNU - RETIRED LINE | X - DNU - RETIRED LINE | 135500 | Wood 1 Pole 55': 7911015500 | 9974792 | WOOD 1 POLE 55' | 1974-07-01 | 1974-07-01 | CPR Conversion
0 | 0 | 0 | 0 | 2024-12-01 | BH Colorado Electric Oper Co | Regulated Electric (122) | X - DNU - RETIRED LINE | X - DNU - RETIRED LINE | 135500 | Wood 1 Pole 55': 7911015500 | 9974788 | WOOD 1 POLE 55' | 1979-07-01 | 1979-07-01 | CPR Conversion
0 | 0 | 0 | 0 | 2024-12-01 | BH Colorado Electric Oper Co | Regulated Electric (122) | X - DNU - RETIRED LINE | X - DNU - RETIRED LINE | 135500 | Wood 1 Pole 55': 7911015500 | 9706644 | WOOD 1 POLE 55' | 1969-07-01 | 1969-07-01 | CPR Conversion
0 | 0 | 0 | 0 | 2024-12-01 | BH Colorado Electric Oper Co | Regulated Electric (122) | X - DNU - RETIRED LINE | X - DNU - RETIRED LINE | 135500 | Wood 1 Pole 55': 7911015500 | 9974704 | WOOD 1 POLE 55' | 1967-07-01 | 1967-07-01 | CPR Conversion
0 | 0 | 0 | 0 | 2024-12-01 | BH Colorado Electric Oper Co | Regulated Electric (122) | X - DNU - RETIRED LINE | X - DNU - RETIRED LINE | 135500 | Wood 1 Pole 55': 7911015500 | 9974709 | WOOD 1 POLE 55' | 1962-07-01 | 1962-07-01 | CPR Conversion
0 | 0 | 0 | 0 | 2024-12-01 | BH Colorado Electric Oper Co | Regulated Electric (122) | X - DNU - RETIRED LINE | X - DNU - RETIRED LINE | 135500 | Wood 1 Pole 55': 7911015500 | 9974786 | WOOD 1 POLE 55' | 1981-07-01 | 1981-07-01 | CPR Conversion
0 | 0 | 0 | 0 | 2024-12-01 | BH Colorado Electric Oper Co | Regulated Electric (122) | X - DNU - RETIRED LINE | X - DNU - RETIRED LINE | 135500 | Wood 1 Pole 60': 7911016000 | 9974773 | WOOD 1 POLE 60' | 1971-07-01 | 1971-07-01 | CPR Conversion
0 | 0 | 0 | 0 | 2024-12-01 | BH Colorado Electric Oper Co | Regulated Electric (122) | X - DNU - RETIRED LINE | X - DNU - RETIRED LINE | 135500 | Wood 1 Pole 60': 7911016000 | 9974776 | WOOD 1 POLE 60' | 1967-07-01 | 1967-07-01 | CPR Conversion
0 | 0 | 0 | 0 | 2024-12-01 | BH Colorado Electric Oper Co | Regulated Electric (122) | X - DNU - RETIRED LINE | X - DNU - RETIRED LINE | 135500 | Wood 1 Pole 60': 7911016000 | 9693327 | WOOD 1 POLE 60' | 1974-07-01 | 1974-07-01 | CPR Conversion
0 | 0 | 0 | 0 | 2024-12-01 | BH Colorado Electric Oper Co | Regulated Electric (122) | X - DNU - RETIRED LINE | X - DNU - RETIRED LINE | 135500 | Wood 1 Pole 60': 7911016000 | 9974775 | WOOD 1 POLE 60' | 1968-07-01 | 1968-07-01 | CPR Conversion
0 | 0 | 0 | 0 | 2024-12-01 | BH Colorado Electric Oper Co | Regulated Electric (122) | X - DNU - RETIRED LINE | X - DNU - RETIRED LINE | 135500 | Wood 1 Pole 60': 7911016000 | 9974766 | WOOD 1 POLE 60' | 1983-07-01 | 1983-07-01 | CPR Conversion
0 | 0 | 0 | 0 | 2024-12-01 | BH Colorado Electric Oper Co | Regulated Electric (122) | X - DNU - RETIRED LINE | X - DNU - RETIRED LINE | 135500 | Wood 1 Pole 60': 7911016000 | 9974769 | WOOD 1 POLE 60' | 1977-07-01 | 1977-07-01 | CPR Conversion
0 | 0 | 0 | 0 | 2024-12-01 | BH Colorado Electric Oper Co | Regulated Electric (122) | X - DNU - RETIRED LINE | X - DNU - RETIRED LINE | 135500 | Wood 1 Pole 60': 7911016000 | 9974770 | WOOD 1 POLE 60' | 1976-07-01 | 1976-07-01 | CPR Conversion
0 | 0 | 0 | 0 | 2024-12-01 | BH Colorado Electric Oper Co | Regulated Electric (122) | X - DNU - RETIRED LINE | X - DNU - RETIRED LINE | 135500 | Wood 1 Pole 60': 7911016000 | 9974780 | WOOD 1 POLE 60' | 1962-07-01 | 1962-07-01 | CPR Conversion
0 | 0 | 0 | 0 | 2024-12-01 | BH Colorado Electric Oper Co | Regulated Electric (122) | X - DNU - RETIRED LINE | X - DNU - RETIRED LINE | 135500 | Wood 1 Pole 60': 7911016000 | 9974777 | WOOD 1 POLE 60' | 1966-07-01 | 1966-07-01 | CPR Conversion
0 | 0 | 0 | 0 | 2024-12-01 | BH Colorado Electric Oper Co | Regulated Electric (122) | X - DNU - RETIRED LINE | X - DNU - RETIRED LINE | 135500 | Wood 1 Pole 60': 7911016000 | 9974778 | WOOD 1 POLE 60' | 1964-07-01 | 1964-07-01 | CPR Conversion
0 | 0 | 0 | 0 | 2024-12-01 | BH Colorado Electric Oper Co | Regulated Electric (122) | X - DNU - RETIRED LINE | X - DNU - RETIRED LINE | 135500 | Wood 1 Pole 60': 7911016000 | 9974774 | WOOD 1 POLE 60' | 1969-07-01 | 1969-07-01 | CPR Conversion
0 | 0 | 0 | 0 | 2024-12-01 | BH Colorado Electric Oper Co | Regulated Electric (122) | X - DNU - RETIRED LINE | X - DNU - RETIRED LINE | 135500 | Wood 1 Pole 60': 7911016000 | 9974783 | WOOD 1 POLE 60' | 1956-07-01 | 1956-07-01 | CPR Conversion
0 | 0 | 0 | 0 | 2024-12-01 | BH Colorado Electric Oper Co | Regulated Electric (122) | X - DNU - RETIRED LINE | X - DNU - RETIRED LINE | 135500 | Wood 1 Pole 60': 7911016000 | 9974763 | WOOD 1 POLE 60' | 1990-07-01 | 1990-07-01 | CPR Conversion
0 | 0 | 0 | 0 | 2024-12-01 | BH Colorado Electric Oper Co | Regulated Electric (122) | X - DNU - RETIRED LINE | X - DNU - RETIRED LINE | 135500 | Wood 1 Pole 60': 7911016000 | 9724178 | WOOD 1 POLE 60' | 1965-07-01 | 1965-07-01 | CPR Conversion
0 | 0 | 0 | 0 | 2024-12-01 | BH Colorado Electric Oper Co | Regulated Electric (122) | X - DNU - RETIRED LINE | X - DNU - RETIRED LINE | 135500 | Wood 1 Pole 60': 7911016000 | 9728064 | WOOD 1 POLE 60' | 1958-07-01 | 1958-07-01 | CPR Conversion
0 | 0 | 0 | 0 | 2024-12-01 | BH Colorado Electric Oper Co | Regulated Electric (122) | X - DNU - RETIRED LINE | X - DNU - RETIRED LINE | 135500 | Wood 1 Pole 60': 7911016000 | 9974768 | WOOD 1 POLE 60' | 1978-07-01 | 1978-07-01 | CPR Conversion
0 | 0 | 0 | 0 | 2024-12-01 | BH Colorado Electric Oper Co | Regulated Electric (122) | X - DNU - RETIRED LINE | X - DNU - RETIRED LINE | 135500 | Wood 1 Pole 60': 7911016000 | 9974771 | WOOD 1 POLE 60' | 1975-07-01 | 1975-07-01 | CPR Conversion
0 | 0 | 0 | 0 | 2024-12-01 | BH Colorado Electric Oper Co | Regulated Electric (122) | X - DNU - RETIRED LINE | X - DNU - RETIRED LINE | 135500 | Wood 1 Pole 60': 7911016000 | 9974772 | WOOD 1 POLE 60' | 1972-07-01 | 1972-07-01 | CPR Conversion
0 | 0 | 0 | 0 | 2024-12-01 | BH Colorado Electric Oper Co | Regulated Electric (122) | X - DNU - RETIRED LINE | X - DNU - RETIRED LINE | 135500 | Wood 1 Pole 60': 7911016000 | 9706638 | WOOD 1 POLE 60' | 1975-07-01 | 1975-07-01 | CPR Conversion
0 | 0 | 0 | 0 | 2024-12-01 | BH Colorado Electric Oper Co | Regulated Electric (122) | X - DNU - RETIRED LINE | X - DNU - RETIRED LINE | 135500 | Wood 1 Pole 60': 7911016000 | 9974765 | WOOD 1 POLE 60' | 1986-07-01 | 1986-07-01 | CPR Conversion
0 | 0 | 0 | 0 | 2024-12-01 | BH Colorado Electric Oper Co | Regulated Electric (122) | X - DNU - RETIRED LINE | X - DNU - RETIRED LINE | 135500 | Wood 1 Pole 60': 7911016000 | 9974767 | WOOD 1 POLE 60' | 1980-07-01 | 1980-07-01 | CPR Conversion
0 | 0 | 0 | 0 | 2024-12-01 | BH Colorado Electric Oper Co | Regulated Electric (122) | X - DNU - RETIRED LINE | X - DNU - RETIRED LINE | 135500 | Wood 1 Pole 60': 7911016000 | 9974779 | WOOD 1 POLE 60' | 1963-07-01 | 1963-07-01 | CPR Conversion
0 | 0 | 0 | 0 | 2024-12-01 | BH Colorado Electric Oper Co | Regulated Electric (122) | X - DNU - RETIRED LINE | X - DNU - RETIRED LINE | 135500 | Wood 1 Pole 60': 7911016000 | 9974782 | WOOD 1 POLE 60' | 1959-07-01 | 1959-07-01 | CPR Conversion
0 | 0 | 0 | 0 | 2024-12-01 | BH Colorado Electric Oper Co | Regulated Electric (122) | X - DNU - RETIRED LINE | X - DNU - RETIRED LINE | 135500 | Wood 1 Pole 60': 7911016000 | 9974784 | WOOD 1 POLE 60' | 1955-07-01 | 1955-07-01 | CPR Conversion
0 | 0 | 0 | 0 | 2024-12-01 | BH Colorado Electric Oper Co | Regulated Electric (122) | X - DNU - RETIRED LINE | X - DNU - RETIRED LINE | 135500 | Wood 1 Pole 60': 7911016000 | 9974764 | WOOD 1 POLE 60' | 1987-07-01 | 1987-07-01 | CPR Conversion
0 | 0 | 0 | 0 | 2024-12-01 | BH Colorado Electric Oper Co | Regulated Electric (122) | X - DNU - RETIRED LINE | X - DNU - RETIRED LINE | 135500 | Wood 1 Pole 60': 7911016000 | 9974562 | WOOD 1 POLE 60' | 1978-07-01 | 1978-07-01 | CPR Conversion
0 | 0 | 0 | 0 | 2024-12-01 | BH Colorado Electric Oper Co | Regulated Electric (122) | X - DNU - RETIRED LINE | X - DNU - RETIRED LINE | 135500 | Wood 1 Pole 60': 7911016000 | 9974781 | WOOD 1 POLE 60' | 1960-07-01 | 1960-07-01 | CPR Conversion
0 | 0 | 0 | 0 | 2024-12-01 | BH Colorado Electric Oper Co | Regulated Electric (122) | X - DNU - RETIRED LINE | X - DNU - RETIRED LINE | 135500 | Wood 1 Pole 65': 7911016500 | 9709886 | WOOD 1 POLE 65' | 1981-07-01 | 1981-07-01 | CPR Conversion
0 | 0 | 0 | 0 | 2024-12-01 | BH Colorado Electric Oper Co | Regulated Electric (122) | X - DNU - RETIRED LINE | X - DNU - RETIRED LINE | 135500 | Wood 1 Pole 65': 7911016500 | 9974758 | WOOD 1 POLE 65' | 1965-07-01 | 1965-07-01 | CPR Conversion
0 | 0 | 0 | 0 | 2024-12-01 | BH Colorado Electric Oper Co | Regulated Electric (122) | X - DNU - RETIRED LINE | X - DNU - RETIRED LINE | 135500 | Wood 1 Pole 65': 7911016500 | 9974754 | WOOD 1 POLE 65' | 1969-07-01 | 1969-07-01 | CPR Conversion
0 | 0 | 0 | 0 | 2024-12-01 | BH Colorado Electric Oper Co | Regulated Electric (122) | X - DNU - RETIRED LINE | X - DNU - RETIRED LINE | 135500 | Wood 1 Pole 65': 7911016500 | 9724176 | WOOD 1 POLE 65' | 1977-07-01 | 1977-07-01 | CPR Conversion
0 | 0 | 0 | 0 | 2024-12-01 | BH Colorado Electric Oper Co | Regulated Electric (122) | X - DNU - RETIRED LINE | X - DNU - RETIRED LINE | 135500 | Wood 1 Pole 65': 7911016500 | 9974753 | WOOD 1 POLE 65' | 1971-07-01 | 1971-07-01 | CPR Conversion
0 | 0 | 0 | 0 | 2024-12-01 | BH Colorado Electric Oper Co | Regulated Electric (122) | X - DNU - RETIRED LINE | X - DNU - RETIRED LINE | 135500 | Wood 1 Pole 65': 7911016500 | 9974760 | WOOD 1 POLE 65' | 1963-07-01 | 1963-07-01 | CPR Conversion
0 | 0 | 0 | 0 | 2024-12-01 | BH Colorado Electric Oper Co | Regulated Electric (122) | X - DNU - RETIRED LINE | X - DNU - RETIRED LINE | 135500 | Wood 1 Pole 65': 7911016500 | 9974561 | WOOD 1 POLE 65' | 1975-07-01 | 1975-07-01 | CPR Conversion
0 | 0 | 0 | 0 | 2024-12-01 | BH Colorado Electric Oper Co | Regulated Electric (122) | X - DNU - RETIRED LINE | X - DNU - RETIRED LINE | 135500 | Wood 1 Pole 65': 7911016500 | 9706643 | WOOD 1 POLE 65' | 1975-07-01 | 1975-07-01 | CPR Conversion
0 | 0 | 0 | 0 | 2024-12-01 | BH Colorado Electric Oper Co | Regulated Electric (122) | X - DNU - RETIRED LINE | X - DNU - RETIRED LINE | 135500 | Wood 1 Pole 65': 7911016500 | 9974750 | WOOD 1 POLE 65' | 1988-07-01 | 1988-07-01 | CPR Conversion
0 | 0 | 0 | 0 | 2024-12-01 | BH Colorado Electric Oper Co | Regulated Electric (122) | X - DNU - RETIRED LINE | X - DNU - RETIRED LINE | 135500 | Wood 1 Pole 65': 7911016500 | 9974752 | WOOD 1 POLE 65' | 1976-07-01 | 1976-07-01 | CPR Conversion
0 | 0 | 0 | 0 | 2024-12-01 | BH Colorado Electric Oper Co | Regulated Electric (122) | X - DNU - RETIRED LINE | X - DNU - RETIRED LINE | 135500 | Wood 1 Pole 65': 7911016500 | 9974757 | WOOD 1 POLE 65' | 1966-07-01 | 1966-07-01 | CPR Conversion
0 | 0 | 0 | 0 | 2024-12-01 | BH Colorado Electric Oper Co | Regulated Electric (122) | X - DNU - RETIRED LINE | X - DNU - RETIRED LINE | 135500 | Wood 1 Pole 65': 7911016500 | 9974560 | WOOD 1 POLE 65' | 1978-07-01 | 1978-07-01 | CPR Conversion
0 | 0 | 0 | 0 | 2024-12-01 | BH Colorado Electric Oper Co | Regulated Electric (122) | X - DNU - RETIRED LINE | X - DNU - RETIRED LINE | 135500 | Wood 1 Pole 65': 7911016500 | 9974751 | WOOD 1 POLE 65' | 1979-07-01 | 1979-07-01 | CPR Conversion
0 | 0 | 0 | 0 | 2024-12-01 | BH Colorado Electric Oper Co | Regulated Electric (122) | X - DNU - RETIRED LINE | X - DNU - RETIRED LINE | 135500 | Wood 1 Pole 65': 7911016500 | 9974759 | WOOD 1 POLE 65' | 1964-07-01 | 1964-07-01 | CPR Conversion
0 | 0 | 0 | 0 | 2024-12-01 | BH Colorado Electric Oper Co | Regulated Electric (122) | X - DNU - RETIRED LINE | X - DNU - RETIRED LINE | 135500 | Wood 1 Pole 65': 7911016500 | 9974762 | WOOD 1 POLE 65' | 1960-07-01 | 1960-07-01 | CPR Conversion
0 | 0 | 0 | 0 | 2024-12-01 | BH Colorado Electric Oper Co | Regulated Electric (122) | X - DNU - RETIRED LINE | X - DNU - RETIRED LINE | 135500 | Wood 1 Pole 65': 7911016500 | 9974761 | WOOD 1 POLE 65' | 1962-07-01 | 1962-07-01 | CPR Conversion
0 | 0 | 0 | 0 | 2024-12-01 | BH Colorado Electric Oper Co | Regulated Electric (122) | X - DNU - RETIRED LINE | X - DNU - RETIRED LINE | 135500 | Wood 1 Pole 65': 7911016500 | 9974755 | WOOD 1 POLE 65' | 1968-07-01 | 1968-07-01 | CPR Conversion
0 | 0 | 0 | 0 | 2024-12-01 | BH Colorado Electric Oper Co | Regulated Electric (122) | X - DNU - RETIRED LINE | X - DNU - RETIRED LINE | 135500 | Wood 1 Pole 65': 7911016500 | 9724177 | WOOD 1 POLE 65' | 1959-07-01 | 1959-07-01 | CPR Conversion
0 | 0 | 0 | 0 | 2024-12-01 | BH Colorado Electric Oper Co | Regulated Electric (122) | X - DNU - RETIRED LINE | X - DNU - RETIRED LINE | 135500 | Wood 1 Pole 65': 7911016500 | 9974749 | WOOD 1 POLE 65' | 1992-07-01 | 1992-07-01 | CPR Conversion
0 | 0 | 0 | 0 | 2024-12-01 | BH Colorado Electric Oper Co | Regulated Electric (122) | X - DNU - RETIRED LINE | X - DNU - RETIRED LINE | 135500 | Wood 1 Pole 65': 7911016500 | 9974756 | WOOD 1 POLE 65' | 1967-07-01 | 1967-07-01 | CPR Conversion
0 | 0 | 0 | 0 | 2024-12-01 | BH Colorado Electric Oper Co | Regulated Electric (122) | X - DNU - RETIRED LINE | X - DNU - RETIRED LINE | 135500 | Wood 1 Pole 70': 7911017000 | 9974829 | WOOD 1 POLE 70' | 1983-07-01 | 1983-07-01 | CPR Conversion
0 | 0 | 0 | 0 | 2024-12-01 | BH Colorado Electric Oper Co | Regulated Electric (122) | X - DNU - RETIRED LINE | X - DNU - RETIRED LINE | 135500 | Wood 1 Pole 70': 7911017000 | 9974559 | WOOD 1 POLE 70' | 1978-07-01 | 1978-07-01 | CPR Conversion
0 | 0 | 0 | 0 | 2024-12-01 | BH Colorado Electric Oper Co | Regulated Electric (122) | X - DNU - RETIRED LINE | X - DNU - RETIRED LINE | 135500 | Wood 1 Pole 70': 7911017000 | 9974833 | WOOD 1 POLE 70' | 1969-07-01 | 1969-07-01 | CPR Conversion
0 | 0 | 0 | 0 | 2024-12-01 | BH Colorado Electric Oper Co | Regulated Electric (122) | X - DNU - RETIRED LINE | X - DNU - RETIRED LINE | 135500 | Wood 1 Pole 70': 7911017000 | 9974835 | WOOD 1 POLE 70' | 1967-07-01 | 1967-07-01 | CPR Conversion
0 | 0 | 0 | 0 | 2024-12-01 | BH Colorado Electric Oper Co | Regulated Electric (122) | X - DNU - RETIRED LINE | X - DNU - RETIRED LINE | 135500 | Wood 1 Pole 70': 7911017000 | 9974832 | WOOD 1 POLE 70' | 1972-07-01 | 1972-07-01 | CPR Conversion
0 | 0 | 0 | 0 | 2024-12-01 | BH Colorado Electric Oper Co | Regulated Electric (122) | X - DNU - RETIRED LINE | X - DNU - RETIRED LINE | 135500 | Wood 1 Pole 70': 7911017000 | 9697434 | WOOD 1 POLE 70' | 1965-07-01 | 1965-07-01 | CPR Conversion
0 | 0 | 0 | 0 | 2024-12-01 | BH Colorado Electric Oper Co | Regulated Electric (122) | X - DNU - RETIRED LINE | X - DNU - RETIRED LINE | 135500 | Wood 1 Pole 70': 7911017000 | 9974834 | WOOD 1 POLE 70' | 1968-07-01 | 1968-07-01 | CPR Conversion
0 | 0 | 0 | 0 | 2024-12-01 | BH Colorado Electric Oper Co | Regulated Electric (122) | X - DNU - RETIRED LINE | X - DNU - RETIRED LINE | 135500 | Wood 1 Pole 70': 7911017000 | 9974828 | WOOD 1 POLE 70' | 1986-07-01 | 1986-07-01 | CPR Conversion
0 | 0 | 0 | 0 | 2024-12-01 | BH Colorado Electric Oper Co | Regulated Electric (122) | X - DNU - RETIRED LINE | X - DNU - RETIRED LINE | 135500 | Wood 1 Pole 70': 7911017000 | 9701189 | WOOD 1 POLE 70' | 1971-07-01 | 1971-07-01 | CPR Conversion
0 | 0 | 0 | 0 | 2024-12-01 | BH Colorado Electric Oper Co | Regulated Electric (122) | X - DNU - RETIRED LINE | X - DNU - RETIRED LINE | 135500 | Wood 1 Pole 70': 7911017000 | 9974831 | WOOD 1 POLE 70' | 1976-07-01 | 1976-07-01 | CPR Conversion
0 | 0 | 0 | 0 | 2024-12-01 | BH Colorado Electric Oper Co | Regulated Electric (122) | X - DNU - RETIRED LINE | X - DNU - RETIRED LINE | 135500 | Wood 1 Pole 70': 7911017000 | 9974830 | WOOD 1 POLE 70' | 1977-07-01 | 1977-07-01 | CPR Conversion
0 | 0 | 0 | 0 | 2024-12-01 | BH Colorado Electric Oper Co | Regulated Electric (122) | X - DNU - RETIRED LINE | X - DNU - RETIRED LINE | 135500 | Wood 1 Pole 75': 7911017500 | 9728065 | WOOD 1 POLE 75' | 1976-07-01 | 1976-07-01 | CPR Conversion
0 | 0 | 0 | 0 | 2024-12-01 | BH Colorado Electric Oper Co | Regulated Electric (122) | X - DNU - RETIRED LINE | X - DNU - RETIRED LINE | 135500 | Wood 1 Pole 75': 7911017500 | 9974823 | WOOD 1 POLE 75' | 1977-07-01 | 1977-07-01 | CPR Conversion
0 | 0 | 0 | 0 | 2024-12-01 | BH Colorado Electric Oper Co | Regulated Electric (122) | X - DNU - RETIRED LINE | X - DNU - RETIRED LINE | 135500 | Wood 1 Pole 75': 7911017500 | 9706645 | WOOD 1 POLE 75' | 1971-07-01 | 1971-07-01 | CPR Conversion
0 | 0 | 0 | 0 | 2024-12-01 | BH Colorado Electric Oper Co | Regulated Electric (122) | X - DNU - RETIRED LINE | X - DNU - RETIRED LINE | 135500 | Wood 1 Pole 75': 7911017500 | 9724182 | WOOD 1 POLE 75' | 1965-07-01 | 1965-07-01 | CPR Conversion
0 | 0 | 0 | 0 | 2024-12-01 | BH Colorado Electric Oper Co | Regulated Electric (122) | X - DNU - RETIRED LINE | X - DNU - RETIRED LINE | 135500 | Wood 1 Pole 75': 7911017500 | 9974825 | WOOD 1 POLE 75' | 1966-07-01 | 1966-07-01 | CPR Conversion
0 | 0 | 0 | 0 | 2024-12-01 | BH Colorado Electric Oper Co | Regulated Electric (122) | X - DNU - RETIRED LINE | X - DNU - RETIRED LINE | 135500 | Wood 1 Pole 75': 7911017500 | 9974826 | WOOD 1 POLE 75' | 1964-07-01 | 1964-07-01 | CPR Conversion
0 | 0 | 0 | 0 | 2024-12-01 | BH Colorado Electric Oper Co | Regulated Electric (122) | X - DNU - RETIRED LINE | X - DNU - RETIRED LINE | 135500 | Wood 1 Pole 75': 7911017500 | 9974824 | WOOD 1 POLE 75' | 1967-07-01 | 1967-07-01 | CPR Conversion
0 | 0 | 0 | 0 | 2024-12-01 | BH Colorado Electric Oper Co | Regulated Electric (122) | X - DNU - RETIRED LINE | X - DNU - RETIRED LINE | 135500 | Wood 1 Pole 75': 7911017500 | 9974827 | WOOD 1 POLE 75' | 1963-07-01 | 1963-07-01 | CPR Conversion
0 | 0 | 0 | 0 | 2024-12-01 | BH Colorado Electric Oper Co | Regulated Electric (122) | X - DNU - RETIRED LINE | X - DNU - RETIRED LINE | 135500 | Wood 1 Pole 80': 7911018000 | 9974821 | WOOD 1 POLE 80' | 1972-07-01 | 1972-07-01 | CPR Conversion
0 | 0 | 0 | 0 | 2024-12-01 | BH Colorado Electric Oper Co | Regulated Electric (122) | X - DNU - RETIRED LINE | X - DNU - RETIRED LINE | 135500 | Wood 1 Pole 80': 7911018000 | 9974819 | WOOD 1 POLE 80' | 1983-07-01 | 1983-07-01 | CPR Conversion
0 | 0 | 0 | 0 | 2024-12-01 | BH Colorado Electric Oper Co | Regulated Electric (122) | X - DNU - RETIRED LINE | X - DNU - RETIRED LINE | 135500 | Wood 1 Pole 80': 7911018000 | 9974820 | WOOD 1 POLE 80' | 1980-07-01 | 1980-07-01 | CPR Conversion
0 | 0 | 0 | 0 | 2024-12-01 | BH Colorado Electric Oper Co | Regulated Electric (122) | X - DNU - RETIRED LINE | X - DNU - RETIRED LINE | 135500 | Wood 1 Pole 80': 7911018000 | 9974822 | WOOD 1 POLE 80' | 1967-07-01 | 1967-07-01 | CPR Conversion
0 | 0 | 0 | 0 | 2024-12-01 | BH Colorado Electric Oper Co | Regulated Electric (122) | X - DNU - RETIRED LINE | X - DNU - RETIRED LINE | 135500 | Wood 1 Pole 90': 7911019000 | 9974818 | WOOD 1 POLE 90' | 1972-07-01 | 1972-07-01 | CPR Conversion
0 | 0 | 0 | 0 | 2024-12-01 | BH Colorado Electric Oper Co | Regulated Electric (122) | X - DNU - RETIRED LINE | X - DNU - RETIRED LINE | 135500 | Wood 1 Pole 90': 7911019000 | 9693329 | WOOD 1 POLE 90' | 1968-07-01 | 1968-07-01 | CPR Conversion
0 | 0 | 0 | 0 | 2024-12-01 | BH Colorado Electric Oper Co | Regulated Electric (122) | X - DNU - RETIRED LINE | X - DNU - RETIRED LINE | 135600 | Conductor, Oh: 1681000000 | 9974557 | TRANSMISSION LINES-CONDUCTOR | 1978-07-01 | 1978-07-01 | CPR Conversion
0 | 0 | 0 | 0 | 2024-12-01 | BH Colorado Electric Oper Co | Regulated Electric (122) | X - DNU - RETIRED LINE | X - DNU - RETIRED LINE | 135600 | Conductor, Oh: 1681000000 | 9974810 | TRANSMISSION LINES-CONDUCTOR | 1971-07-01 | 1971-07-01 | CPR Conversion
0 | 0 | 0 | 0 | 2024-12-01 | BH Colorado Electric Oper Co | Regulated Electric (122) | X - DNU - RETIRED LINE | X - DNU - RETIRED LINE | 135600 | Conductor, Oh: 1681000000 | 9974801 | TRANSMISSION LINES-CONDUCTOR | 1974-07-01 | 1974-07-01 | CPR Conversion
0 | 0 | 0 | 0 | 2024-12-01 | BH Colorado Electric Oper Co | Regulated Electric (122) | X - DNU - RETIRED LINE | X - DNU - RETIRED LINE | 135600 | Conductor, Oh: 1681000000 | 9701188 | TRANSMISSION LINES-CONDUCTOR | 1967-07-01 | 1967-07-01 | CPR Conversion
0 | 0 | 0 | 0 | 2024-12-01 | BH Colorado Electric Oper Co | Regulated Electric (122) | X - DNU - RETIRED LINE | X - DNU - RETIRED LINE | 135600 | Conductor, Oh: 1681000000 | 9974814 | TRANSMISSION LINES-CONDUCTOR | 1962-07-01 | 1962-07-01 | CPR Conversion
0 | 0 | 0 | 0 | 2024-12-01 | BH Colorado Electric Oper Co | Regulated Electric (122) | X - DNU - RETIRED LINE | X - DNU - RETIRED LINE | 135600 | Conductor, Oh: 1681000000 | 9974805 | TRANSMISSION LINES-CONDUCTOR | 1975-07-01 | 1975-07-01 | CPR Conversion
0 | 0 | 0 | 0 | 2024-12-01 | BH Colorado Electric Oper Co | Regulated Electric (122) | X - DNU - RETIRED LINE | X - DNU - RETIRED LINE | 135600 | Conductor, Oh: 1681000000 | 9974815 | CONDUCTOR, OVERHEAD | 1958-07-01 | 1958-07-01 | CPR Conversion
0 | 0 | 0 | 0 | 2024-12-01 | BH Colorado Electric Oper Co | Regulated Electric (122) | X - DNU - RETIRED LINE | X - DNU - RETIRED LINE | 135600 | Conductor, Oh: 1681000000 | 9974813 | TRANSMISSION LINES-CONDUCTOR | 1953-07-01 | 1953-07-01 | CPR Conversion
0 | 0 | 0 | 0 | 2024-12-01 | BH Colorado Electric Oper Co | Regulated Electric (122) | X - DNU - RETIRED LINE | X - DNU - RETIRED LINE | 135600 | Conductor, Oh: 1681000000 | 9974808 | TRANSMISSION LINES-CONDUCTOR | 1956-07-01 | 1956-07-01 | CPR Conversion
0 | 0 | 0 | 0 | 2024-12-01 | BH Colorado Electric Oper Co | Regulated Electric (122) | X - DNU - RETIRED LINE | X - DNU - RETIRED LINE | 135600 | Conductor, Oh: 1681000000 | 9974804 | TRANSMISSION LINES-CONDUCTOR | 1980-07-01 | 1980-07-01 | CPR Conversion
0 | 0 | 0 | 0 | 2024-12-01 | BH Colorado Electric Oper Co | Regulated Electric (122) | X - DNU - RETIRED LINE | X - DNU - RETIRED LINE | 135600 | Conductor, Oh: 1681000000 | 9974812 | TRANSMISSION LINES-CONDUCTOR | 1957-07-01 | 1957-07-01 | CPR Conversion
0 | 0 | 0 | 0 | 2024-12-01 | BH Colorado Electric Oper Co | Regulated Electric (122) | X - DNU - RETIRED LINE | X - DNU - RETIRED LINE | 135600 | Conductor, Oh: 1681000000 | 9974806 | TRANSMISSION LINES-CONDUCTOR | 1972-07-01 | 1972-07-01 | CPR Conversion
0 | 0 | 0 | 0 | 2024-12-01 | BH Colorado Electric Oper Co | Regulated Electric (122) | X - DNU - RETIRED LINE | X - DNU - RETIRED LINE | 135600 | Conductor, Oh: 1681000000 | 9974800 | TRANSMISSION LINES-CONDUCTOR | 1977-07-01 | 1977-07-01 | CPR Conversion
0 | 0 | 0 | 0 | 2024-12-01 | BH Colorado Electric Oper Co | Regulated Electric (122) | X - DNU - RETIRED LINE | X - DNU - RETIRED LINE | 135600 | Conductor, Oh: 1681000000 | 9974798 | TRANSMISSION LINES-CONDUCTOR | 1936-07-01 | 1936-07-01 | CPR Conversion
0 | 0 | 0 | 0 | 2024-12-01 | BH Colorado Electric Oper Co | Regulated Electric (122) | X - DNU - RETIRED LINE | X - DNU - RETIRED LINE | 135600 | Conductor, Oh: 1681000000 | 9724181 | TRANSMISSION LINES-CONDUCTOR | 1976-07-01 | 1976-07-01 | CPR Conversion
0 | 0 | 0 | 0 | 2024-12-01 | BH Colorado Electric Oper Co | Regulated Electric (122) | X - DNU - RETIRED LINE | X - DNU - RETIRED LINE | 135600 | Conductor, Oh: 1681000000 | 9974558 | CONDUCTOR, OVERHEAD | 1975-07-01 | 1975-07-01 | CPR Conversion
0 | 0 | 0 | 0 | 2024-12-01 | BH Colorado Electric Oper Co | Regulated Electric (122) | X - DNU - RETIRED LINE | X - DNU - RETIRED LINE | 135600 | Conductor, Oh: 1681000000 | 9974809 | TRANSMISSION LINES-CONDUCTOR | 1973-07-01 | 1973-07-01 | CPR Conversion
0 | 0 | 0 | 0 | 2024-12-01 | BH Colorado Electric Oper Co | Regulated Electric (122) | X - DNU - RETIRED LINE | X - DNU - RETIRED LINE | 135600 | Conductor, Oh: 1681000000 | 9974796 | TRANSMISSION LINES-CONDUCTOR | 1942-07-01 | 1942-07-01 | CPR Conversion
0 | 0 | 0 | 0 | 2024-12-01 | BH Colorado Electric Oper Co | Regulated Electric (122) | X - DNU - RETIRED LINE | X - DNU - RETIRED LINE | 135600 | Conductor, Oh: 1681000000 | 9709887 | TRANSMISSION LINES-CONDUCTOR | 1937-07-01 | 1937-07-01 | CPR Conversion
0 | 0 | 0 | 0 | 2024-12-01 | BH Colorado Electric Oper Co | Regulated Electric (122) | X - DNU - RETIRED LINE | X - DNU - RETIRED LINE | 135600 | Conductor, Oh: 1681000000 | 9697433 | TRANSMISSION LINES-CONDUCTOR | 1969-07-01 | 1969-07-01 | CPR Conversion
0 | 0 | 0 | 0 | 2024-12-01 | BH Colorado Electric Oper Co | Regulated Electric (122) | X - DNU - RETIRED LINE | X - DNU - RETIRED LINE | 135600 | Conductor, Oh: 1681000000 | 9693328 | TRANSMISSION LINES-CONDUCTOR | 1979-07-01 | 1979-07-01 | CPR Conversion
0 | 0 | 0 | 0 | 2024-12-01 | BH Colorado Electric Oper Co | Regulated Electric (122) | X - DNU - RETIRED LINE | X - DNU - RETIRED LINE | 135600 | Conductor, Oh: 1681000000 | 9974811 | TRANSMISSION LINES-CONDUCTOR | 1963-07-01 | 1963-07-01 | CPR Conversion
0 | 0 | 0 | 0 | 2024-12-01 | BH Colorado Electric Oper Co | Regulated Electric (122) | X - DNU - RETIRED LINE | X - DNU - RETIRED LINE | 135600 | Conductor, Oh: 1681000000 | 9974807 | TRANSMISSION LINES-CONDUCTOR | 1959-07-01 | 1959-07-01 | CPR Conversion
0 | 0 | 0 | 0 | 2024-12-01 | BH Colorado Electric Oper Co | Regulated Electric (122) | X - DNU - RETIRED LINE | X - DNU - RETIRED LINE | 135600 | Conductor, Oh: 1681000000 | 9974797 | TRANSMISSION LINES-CONDUCTOR | 1938-07-01 | 1938-07-01 | CPR Conversion
0 | 0 | 0 | 0 | 2024-12-01 | BH Colorado Electric Oper Co | Regulated Electric (122) | X - DNU - RETIRED LINE | X - DNU - RETIRED LINE | 135600 | Conductor, Oh: 1681000000 | 9974803 | TRANSMISSION LINES-CONDUCTOR | 1986-07-01 | 1986-07-01 | CPR Conversion
0 | 0 | 0 | 0 | 2024-12-01 | BH Colorado Electric Oper Co | Regulated Electric (122) | X - DNU - RETIRED LINE | X - DNU - RETIRED LINE | 135600 | Conductor, Oh: 1681000000 | 9974802 | TRANSMISSION LINES-CONDUCTOR | 1968-07-01 | 1968-07-01 | CPR Conversion
0 | 0 | 0 | 0 | 2024-12-01 | BH Colorado Electric Oper Co | Regulated Electric (122) | X - DNU - RETIRED LINE | X - DNU - RETIRED LINE | 135600 | Conductor, Oh: 1681000000 | 9974799 | TRANSMISSION LINES-CONDUCTOR | 1978-07-01 | 1978-07-01 | CPR Conversion
0 | 0 | 0 | 0 | 2024-12-01 | BH Colorado Electric Oper Co | Regulated Electric (122) | X - DNU - RETIRED LINE | X - DNU - RETIRED LINE | 135600 | Conductor, Oh: 1681000000 | 9724180 | TRANSMISSION LINES-CONDUCTOR | 1970-07-01 | 1970-07-01 | CPR Conversion
0 | 0 | 0 | 0 | 2024-12-01 | BH Colorado Electric Oper Co | Regulated Electric (122) | X - DNU - RETIRED LINE | X - DNU - RETIRED LINE | 135600 | Static Wire (Transmission Lines): 1682000000 | 9974863 | STATIC WIRE (TRANSMISSION LINE | 1986-07-01 | 1986-07-01 | CPR Conversion
0 | 0 | 0 | 0 | 2024-12-01 | BH Colorado Electric Oper Co | Regulated Electric (122) | X - DNU - RETIRED LINE | X - DNU - RETIRED LINE | 135600 | Static Wire (Transmission Lines): 1682000000 | 9701190 | STATIC WIRE (TRANSMISSION LINE | 1971-07-01 | 1971-07-01 | CPR Conversion
0 | 0 | 0 | 0 | 2024-12-01 | BH Colorado Electric Oper Co | Regulated Electric (122) | X - DNU - RETIRED LINE | X - DNU - RETIRED LINE | 135600 | Static Wire (Transmission Lines): 1682000000 | 9974871 | STATIC WIRE (TRANSMISSION LINE | 1969-07-01 | 1969-07-01 | CPR Conversion
0 | 0 | 0 | 0 | 2024-12-01 | BH Colorado Electric Oper Co | Regulated Electric (122) | X - DNU - RETIRED LINE | X - DNU - RETIRED LINE | 135600 | Static Wire (Transmission Lines): 1682000000 | 9974875 | STATIC WIRE (TRANSMISSION LINE | 1954-07-01 | 1954-07-01 | CPR Conversion
0 | 0 | 0 | 0 | 2024-12-01 | BH Colorado Electric Oper Co | Regulated Electric (122) | X - DNU - RETIRED LINE | X - DNU - RETIRED LINE | 135600 | Static Wire (Transmission Lines): 1682000000 | 9974556 | STATIC WIRE (TRANSMISSION LINE | 1978-07-01 | 1978-07-01 | CPR Conversion
0 | 0 | 0 | 0 | 2024-12-01 | BH Colorado Electric Oper Co | Regulated Electric (122) | X - DNU - RETIRED LINE | X - DNU - RETIRED LINE | 135600 | Static Wire (Transmission Lines): 1682000000 | 9974868 | STATIC WIRE (TRANSMISSION LINE | 1974-07-01 | 1974-07-01 | CPR Conversion
0 | 0 | 0 | 0 | 2024-12-01 | BH Colorado Electric Oper Co | Regulated Electric (122) | X - DNU - RETIRED LINE | X - DNU - RETIRED LINE | 135600 | Static Wire (Transmission Lines): 1682000000 | 9974867 | STATIC WIRE (TRANSMISSION LINE | 1976-07-01 | 1976-07-01 | CPR Conversion
0 | 0 | 0 | 0 | 2024-12-01 | BH Colorado Electric Oper Co | Regulated Electric (122) | X - DNU - RETIRED LINE | X - DNU - RETIRED LINE | 135600 | Static Wire (Transmission Lines): 1682000000 | 9974866 | STATIC WIRE (TRANSMISSION LINE | 1977-07-01 | 1977-07-01 | CPR Conversion
0 | 0 | 0 | 0 | 2024-12-01 | BH Colorado Electric Oper Co | Regulated Electric (122) | X - DNU - RETIRED LINE | X - DNU - RETIRED LINE | 135600 | Static Wire (Transmission Lines): 1682000000 | 9974877 | STATIC WIRE (TRANSMISSION LINE | 1937-07-01 | 1937-07-01 | CPR Conversion
0 | 0 | 0 | 0 | 2024-12-01 | BH Colorado Electric Oper Co | Regulated Electric (122) | X - DNU - RETIRED LINE | X - DNU - RETIRED LINE | 135600 | Static Wire (Transmission Lines): 1682000000 | 9974874 | STATIC WIRE (TRANSMISSION LINE | 1966-07-01 | 1966-07-01 | CPR Conversion
0 | 0 | 0 | 0 | 2024-12-01 | BH Colorado Electric Oper Co | Regulated Electric (122) | X - DNU - RETIRED LINE | X - DNU - RETIRED LINE | 135600 | Static Wire (Transmission Lines): 1682000000 | 9974869 | STATIC WIRE (TRANSMISSION LINE | 1972-07-01 | 1972-07-01 | CPR Conversion
0 | 0 | 0 | 0 | 2024-12-01 | BH Colorado Electric Oper Co | Regulated Electric (122) | X - DNU - RETIRED LINE | X - DNU - RETIRED LINE | 135600 | Static Wire (Transmission Lines): 1682000000 | 9724160 | STATIC WIRE (TRANSMISSION LINES) | 1975-07-01 | 1975-07-01 | CPR Conversion
0 | 0 | 0 | 0 | 2024-12-01 | BH Colorado Electric Oper Co | Regulated Electric (122) | X - DNU - RETIRED LINE | X - DNU - RETIRED LINE | 135600 | Static Wire (Transmission Lines): 1682000000 | 9974864 | STATIC WIRE (TRANSMISSION LINE | 1980-07-01 | 1980-07-01 | CPR Conversion
0 | 0 | 0 | 0 | 2024-12-01 | BH Colorado Electric Oper Co | Regulated Electric (122) | X - DNU - RETIRED LINE | X - DNU - RETIRED LINE | 135600 | Static Wire (Transmission Lines): 1682000000 | 9693331 | STATIC WIRE (TRANSMISSION LINE | 1938-07-01 | 1938-07-01 | CPR Conversion
0 | 0 | 0 | 0 | 2024-12-01 | BH Colorado Electric Oper Co | Regulated Electric (122) | X - DNU - RETIRED LINE | X - DNU - RETIRED LINE | 135600 | Static Wire (Transmission Lines): 1682000000 | 9974876 | STATIC WIRE (TRANSMISSION LINE | 1939-07-01 | 1939-07-01 | CPR Conversion
0 | 0 | 0 | 0 | 2024-12-01 | BH Colorado Electric Oper Co | Regulated Electric (122) | X - DNU - RETIRED LINE | X - DNU - RETIRED LINE | 135600 | Static Wire (Transmission Lines): 1682000000 | 9974872 | STATIC WIRE (TRANSMISSION LINE | 1967-07-01 | 1967-07-01 | CPR Conversion
0 | 0 | 0 | 0 | 2024-12-01 | BH Colorado Electric Oper Co | Regulated Electric (122) | X - DNU - RETIRED LINE | X - DNU - RETIRED LINE | 135600 | Static Wire (Transmission Lines): 1682000000 | 9974865 | STATIC WIRE (TRANSMISSION LINE | 1978-07-01 | 1978-07-01 | CPR Conversion
0 | 0 | 0 | 0 | 2024-12-01 | BH Colorado Electric Oper Co | Regulated Electric (122) | X - DNU - RETIRED LINE | X - DNU - RETIRED LINE | 135600 | Static Wire (Transmission Lines): 1682000000 | 9724186 | STATIC WIRE (TRANSMISSION LINE | 1975-07-01 | 1975-07-01 | CPR Conversion
0 | 0 | 0 | 0 | 2024-12-01 | BH Colorado Electric Oper Co | Regulated Electric (122) | X - DNU - RETIRED LINE | X - DNU - RETIRED LINE | 135600 | Static Wire (Transmission Lines): 1682000000 | 9706647 | STATIC WIRE (TRANSMISSION LINE | 1968-07-01 | 1968-07-01 | CPR Conversion
0 | 0 | 0 | 0 | 2024-12-01 | BH Colorado Electric Oper Co | Regulated Electric (122) | X - DNU - RETIRED LINE | X - DNU - RETIRED LINE | 135600 | Static Wire (Transmission Lines): 1682000000 | 9974873 | STATIC WIRE (TRANSMISSION LINE | 1942-07-01 | 1942-07-01 | CPR Conversion
0 | 0 | 0 | 0 | 2024-12-01 | BH Colorado Electric Oper Co | Regulated Electric (122) | X - DNU - RETIRED LINE | X - DNU - RETIRED LINE | 135600 | Static Wire (Transmission Lines): 1682000000 | 9974878 | STATIC WIRE (TRANSMISSION LINES) | 1936-07-01 | 1936-07-01 | CPR Conversion
0 | 0 | 0 | 0 | 2024-12-01 | BH Colorado Electric Oper Co | Regulated Electric (122) | X - DNU - RETIRED LINE | X - DNU - RETIRED LINE | 135600 | Static Wire (Transmission Lines): 1682000000 | 9974870 | STATIC WIRE (TRANSMISSION LINE | 1970-07-01 | 1970-07-01 | CPR Conversion
0 | 0 | 0 | 0 | 2024-12-01 | BH Colorado Electric Oper Co | Regulated Electric (122) | X - DNU - RETIRED LINE | X - DNU - RETIRED LINE | 135600 | Switches - 0-5000v: 7980500000 | 9974862 | SWITCHES-0-5000V | 1960-07-01 | 1960-07-01 | CPR Conversion
0 | 0 | 0 | 0 | 2024-12-01 | BH Colorado Electric Oper Co | Regulated Electric (122) | X - DNU - RETIRED LINE | X - DNU - RETIRED LINE | 135600 | Switches - Over 34500v: 7986900000 | 9974861 | SWITCHES - OVER 34.5KV | 1976-07-01 | 1976-07-01 | CPR Conversion
0 | 0 | 0 | 0 | 2024-12-01 | BH Colorado Electric Oper Co | Regulated Electric (122) | X - DNU - RETIRED LINE | X - DNU - RETIRED LINE | 135600 | Switches - Over 34500v: 7986900000 | 9974555 | SWITCHES - OVER 34.5KV | 1960-07-01 | 1960-07-01 | CPR Conversion
0 | 0 | 0 | 0 | 2024-12-01 | BH Colorado Electric Oper Co | Regulated Electric (122) | X - DNU - RETIRED LINE | X - DNU - RETIRED LINE | 135500 | Anchors: 0140000000 | 9758748 | ANCHORS | 1997-12-16 | 1998-01-01 | 23557239
0 | 0 | 0 | 0 | 2024-12-01 | BH Colorado Electric Oper Co | Regulated Electric (122) | X - DNU - RETIRED LINE | X - DNU - RETIRED LINE | 135500 | Crossarm Assemblies, Wood: 7914000000 | 9802387 | CROSSARM ASSEMBLIES, WOOD | 1989-07-01 | 1989-07-01 | WCDXFER
0 | 0 | 0 | 0 | 2024-12-01 | BH Colorado Electric Oper Co | Regulated Electric (122) | X - DNU - RETIRED LINE | X - DNU - RETIRED LINE | 135500 | Crossarm Assemblies, Wood: 7914000000 | 9802589 | CROSSARM ASSEMBLIES, WOOD | 1999-07-16 | 1999-01-01 | WCDXFER
0 | 0 | 0 | 0 | 2024-12-01 | BH Colorado Electric Oper Co | Regulated Electric (122) | X - DNU - RETIRED LINE | X - DNU - RETIRED LINE | 135500 | Crossarm Assemblies, Wood: 7914000000 | 9802699 | CROSSARM ASSEMBLIES, WOOD | 1999-07-16 | 1999-01-01 | WCDXFER
0 | 0 | 0 | 0 | 2024-12-01 | BH Colorado Electric Oper Co | Regulated Electric (122) | X - DNU - RETIRED LINE | X - DNU - RETIRED LINE | 135500 | Crossarm Assemblies, Wood: 7914000000 | 9802473 | CROSSARM ASSEMBLIES, WOOD | 1999-07-16 | 1999-01-01 | WCDXFER
0 | 0 | 0 | 0 | 2024-12-01 | BH Colorado Electric Oper Co | Regulated Electric (122) | X - DNU - RETIRED LINE | X - DNU - RETIRED LINE | 135500 | Guys: 4060000000 | 9694469 | GUYS | 1997-12-16 | 1998-01-01 | 23557239
0 | 0 | 0 | 0 | 2024-12-01 | BH Colorado Electric Oper Co | Regulated Electric (122) | X - DNU - RETIRED LINE | X - DNU - RETIRED LINE | 135500 | Pole, Wood: 7911000000 | 9803237 | POLE, WOOD | 1999-07-16 | 1999-01-01 | WCDXFER
0 | 0 | 0 | 0 | 2024-12-01 | BH Colorado Electric Oper Co | Regulated Electric (122) | X - DNU - RETIRED LINE | X - DNU - RETIRED LINE | 135500 | Pole, Wood: 7911000000 | 9803012 | POLE, WOOD | 1999-07-16 | 1999-01-01 | WCDXFER
0 | 0 | 0 | 0 | 2024-12-01 | BH Colorado Electric Oper Co | Regulated Electric (122) | X - DNU - RETIRED LINE | X - DNU - RETIRED LINE | 135500 | Pole, Wood: 7911000000 | 9802926 | POLE, WOOD | 1989-07-01 | 1989-07-01 | WCDXFER
0 | 0 | 0 | 0 | 2024-12-01 | BH Colorado Electric Oper Co | Regulated Electric (122) | X - DNU - RETIRED LINE | X - DNU - RETIRED LINE | 135500 | Pole, Wood: 7911000000 | 9803128 | POLE, WOOD | 1999-07-16 | 1999-01-01 | WCDXFER
0 | 0 | 0 | 0 | 2024-12-01 | BH Colorado Electric Oper Co | Regulated Electric (122) | X - DNU - RETIRED LINE | X - DNU - RETIRED LINE | 135500 | Steel 1 Pole 65': 7912016500 | 9758788 | STEEL 1 POLE 65' | 1997-12-16 | 1998-01-01 | 23557239
0 | 0 | 0 | 0 | 2024-12-01 | BH Colorado Electric Oper Co | Regulated Electric (122) | X - DNU - RETIRED LINE | X - DNU - RETIRED LINE | 135500 | Wood 1 Pole 35': 7911013500 | 9758789 | WOOD 1 POLE 35' | 1997-12-16 | 1998-01-01 | 23557239
0 | 0 | 0 | 0 | 2024-12-01 | BH Colorado Electric Oper Co | Regulated Electric (122) | X - DNU - RETIRED LINE | X - DNU - RETIRED LINE | 135500 | Wood 1 Pole 55': 7911015500 | 9975142 | WOOD 1 POLE 55' | 1989-07-01 | 1989-07-01 | CPR Conversion
0 | 0 | 0 | 0 | 2024-12-01 | BH Colorado Electric Oper Co | Regulated Electric (122) | X - DNU - RETIRED LINE | X - DNU - RETIRED LINE | 135500 | Wood 1 Pole 60': 7911016000 | 9968990 | WOOD 1 POLE 60' | 1999-07-16 | 1999-01-01 | 10005127
0 | 0 | 0 | 0 | 2024-12-01 | BH Colorado Electric Oper Co | Regulated Electric (122) | X - DNU - RETIRED LINE | X - DNU - RETIRED LINE | 135500 | Wood 1 Pole 65': 7911016500 | 9969025 | WOOD 1 POLE 65' | 1999-07-16 | 1999-01-01 | 10005127
0 | 0 | 0 | 0 | 2024-12-01 | BH Colorado Electric Oper Co | Regulated Electric (122) | X - DNU - RETIRED LINE | X - DNU - RETIRED LINE | 135500 | Wood 1 Pole 70': 7911017000 | 9969024 | WOOD 1 POLE 70' | 1999-07-16 | 1999-01-01 | 10005127
0 | 0 | 0 | 0 | 2024-12-01 | BH Colorado Electric Oper Co | Regulated Electric (122) | X - DNU - RETIRED LINE | X - DNU - RETIRED LINE | 135600 | Arrester - 0-10,000 Volts: 0210100000 | 9968993 | ARRESTER - 0-10,000 VOLTS | 1999-07-16 | 1999-01-01 | 10005127
0 | 0 | 0 | 0 | 2024-12-01 | BH Colorado Electric Oper Co | Regulated Electric (122) | X - DNU - RETIRED LINE | X - DNU - RETIRED LINE | 135600 | Arrester - 23,001-34,500 Volts: 0210690000 | 9758747 | ARRESTER - 23,000-69,000 VOLTS | 1997-12-16 | 1998-01-01 | 23557239
0 | 0 | 0 | 0 | 2024-12-01 | BH Colorado Electric Oper Co | Regulated Electric (122) | X - DNU - RETIRED LINE | X - DNU - RETIRED LINE | 135600 | Condtr, Oh Acsr Bare 798mcm & >: 1681100000 | 9758746 | CDTR, OH ACSR, BARE,798MCM & > | 1997-12-16 | 1998-01-01 | 23557239
0 | 0 | 0 | 0 | 2024-12-01 | BH Colorado Electric Oper Co | Regulated Electric (122) | X - DNU - RETIRED LINE | X - DNU - RETIRED LINE | 135600 | Conductor, Oh Copper Bare 4/0: 1683070000 | 9758744 | CONDUCTOR, OH-COPPER,BARE-4/0 | 1997-12-16 | 1998-01-01 | 23557239
0 | 0 | 0 | 0 | 2024-12-01 | BH Colorado Electric Oper Co | Regulated Electric (122) | X - DNU - RETIRED LINE | X - DNU - RETIRED LINE | 135600 | Conductor, Oh Copper Bare 4: 1683030000 | 9758745 | CONDUCTOR, OH-COPPER,BARE-4 | 1997-12-16 | 1998-01-01 | 23557239
0 | 0 | 0 | 0 | 2024-12-01 | BH Colorado Electric Oper Co | Regulated Electric (122) | X - DNU - RETIRED LINE | X - DNU - RETIRED LINE | 135600 | Conductor, Oh: 1681000000 | 9968992 | CONDUCTOR, OVERHEAD | 1999-07-16 | 1999-01-01 | 10005127
0 | 0 | 0 | 0 | 2024-12-01 | BH Colorado Electric Oper Co | Regulated Electric (122) | X - DNU - RETIRED LINE | X - DNU - RETIRED LINE | 135600 | Cutouts, 0-15,000 Volts DNU: 2521015000 | 9758743 | CUTOUTS, 0-15,000 VOLTS | 1997-12-16 | 1998-01-01 | 23557239
0 | 0 | 0 | 0 | 2024-12-01 | BH Colorado Electric Oper Co | Regulated Electric (122) | X - DNU - RETIRED LINE | X - DNU - RETIRED LINE | 135600 | Estimated Additions: 0010000000 | 9878238 | Investment-TCI 69KV Upgrade | 1999-07-16 | 1999-07-01 | 10005127
0 | 0 | 0 | 0 | 2024-12-01 | BH Colorado Electric Oper Co | Regulated Electric (122) | X - DNU - RETIRED LINE | X - DNU - RETIRED LINE | 135600 | Insulators-Post-69kv: 4272069000 | 9758741 | INSULATORS-POST-69KV | 1997-12-16 | 1998-01-01 | 23557239
0 | 0 | 0 | 0 | 2024-12-01 | BH Colorado Electric Oper Co | Regulated Electric (122) | X - DNU - RETIRED LINE | X - DNU - RETIRED LINE | 135600 | Insulators-Post-69kv: 4272069000 | 9968991 | INSULATORS-POST-69KV | 1999-07-16 | 1999-01-01 | 10005127
0 | 0 | 0 | 0 | 2024-12-01 | BH Colorado Electric Oper Co | Regulated Electric (122) | X - DNU - RETIRED LINE | X - DNU - RETIRED LINE | 135600 | Pin Insulators: 4271000000 | 9758742 | PIN INSULATORS | 1997-12-16 | 1998-01-01 | 23557239
0 | 0 | 0 | 0 | 2024-12-01 | BH Colorado Electric Oper Co | Regulated Electric (122) | X - DNU - RETIRED LINE | X - DNU - RETIRED LINE | 135600 | Suspension Insulators: 4273000000 | 9758790 | SUSPENSION INSULATORS | 1997-12-16 | 1998-01-01 | 23557239
0 | 0 | 0 | 0 | 2024-12-01 | BH Colorado Electric Oper Co | Regulated Electric (122) | X - DNUWPC Transmission Line # 221 | X - DNU - Retired Line | 135500 | Crossarm Assemblies, Wood: 7914000000 | 9802865 | CROSSARM ASSEMBLIES, WOOD | 1993-07-01 | 1993-07-01 | WCDXFER
0 | 0 | 0 | 0 | 2024-12-01 | BH Colorado Electric Oper Co | Regulated Electric (122) | X - DNUWPC Transmission Line # 221 | X - DNU - Retired Line | 135500 | Crossarm Assemblies, Wood: 7914000000 | 9802701 | CROSSARM ASSEMBLIES, WOOD | 1994-07-01 | 1994-07-01 | WCDXFER
0 | 0 | 0 | 0 | 2024-12-01 | BH Colorado Electric Oper Co | Regulated Electric (122) | X - DNUWPC Transmission Line # 221 | X - DNU - Retired Line | 135500 | Crossarm Assemblies, Wood: 7914000000 | 9802390 | CROSSARM ASSEMBLIES, WOOD | 1992-07-01 | 1992-07-01 | WCDXFER
0 | 0 | 0 | 0 | 2024-12-01 | BH Colorado Electric Oper Co | Regulated Electric (122) | X - DNUWPC Transmission Line # 221 | X - DNU - Retired Line | 135500 | Crossarm Assemblies, Wood: 7914000000 | 9802748 | CROSSARM ASSEMBLIES, WOOD | 1996-07-01 | 1996-07-01 | WCDXFER
0 | 0 | 0 | 0 | 2024-12-01 | BH Colorado Electric Oper Co | Regulated Electric (122) | X - DNUWPC Transmission Line # 221 | X - DNU - Retired Line | 135500 | Crossarm Assemblies, Wood: 7914000000 | 9802389 | CROSSARM ASSEMBLIES, WOOD | 1982-07-01 | 1982-07-01 | WCDXFER
0 | 0 | 0 | 0 | 2024-12-01 | BH Colorado Electric Oper Co | Regulated Electric (122) | X - DNUWPC Transmission Line # 221 | X - DNU - Retired Line | 135500 | Crossarm Assemblies, Wood: 7914000000 | 9802439 | CROSSARM ASSEMBLIES, WOOD | 1991-07-01 | 1991-07-01 | WCDXFER
0 | 0 | 0 | 0 | 2024-12-01 | BH Colorado Electric Oper Co | Regulated Electric (122) | X - DNUWPC Transmission Line # 221 | X - DNU - Retired Line | 135500 | Crossarm Assemblies, Wood: 7914000000 | 9802592 | CROSSARM ASSEMBLIES, WOOD | 1994-07-01 | 1994-07-01 | WCDXFER
0 | 0 | 0 | 0 | 2024-12-01 | BH Colorado Electric Oper Co | Regulated Electric (122) | X - DNUWPC Transmission Line # 221 | X - DNU - Retired Line | 135500 | Pole, Wood: 7911000000 | 9803014 | POLE, WOOD | 1991-07-01 | 1991-07-01 | WCDXFER
0 | 0 | 0 | 0 | 2024-12-01 | BH Colorado Electric Oper Co | Regulated Electric (122) | X - DNUWPC Transmission Line # 221 | X - DNU - Retired Line | 135500 | Pole, Wood: 7911000000 | 9803314 | POLE, WOOD | 1996-07-01 | 1996-07-01 | WCDXFER
0 | 0 | 0 | 0 | 2024-12-01 | BH Colorado Electric Oper Co | Regulated Electric (122) | X - DNUWPC Transmission Line # 221 | X - DNU - Retired Line | 135500 | Pole, Wood: 7911000000 | 9803130 | POLE, WOOD | 1994-07-01 | 1994-07-01 | WCDXFER
0 | 0 | 0 | 0 | 2024-12-01 | BH Colorado Electric Oper Co | Regulated Electric (122) | X - DNUWPC Transmission Line # 221 | X - DNU - Retired Line | 135500 | Pole, Wood: 7911000000 | 9803513 | POLE, WOOD | 1993-07-01 | 1993-07-01 | WCDXFER
0 | 0 | 0 | 0 | 2024-12-01 | BH Colorado Electric Oper Co | Regulated Electric (122) | X - DNUWPC Transmission Line # 221 | X - DNU - Retired Line | 135500 | Pole, Wood: 7911000000 | 9803239 | POLE, WOOD | 1994-07-01 | 1994-07-01 | WCDXFER
0 | 0 | 0 | 0 | 2024-12-01 | BH Colorado Electric Oper Co | Regulated Electric (122) | X - DNUWPC Transmission Line # 221 | X - DNU - Retired Line | 135500 | Pole, Wood: 7911000000 | 9802929 | POLE, WOOD | 1992-07-01 | 1992-07-01 | WCDXFER
0 | 0 | 0 | 0 | 2024-12-01 | BH Colorado Electric Oper Co | Regulated Electric (122) | X - DNUWPC Transmission Line # 221 | X - DNU - Retired Line | 135500 | Pole, Wood: 7911000000 | 9802928 | POLE, WOOD | 1982-07-01 | 1982-07-01 | WCDXFER
0 | 0 | 0 | 0 | 2024-12-01 | BH Colorado Electric Oper Co | Regulated Electric (122) | X - DNUWPC Transmission Line # 221 | X - DNU - Retired Line | 135500 | Wood 1 Pole 55': 7911015500 | 9693323 | WOOD 1 POLE 55' | 1992-07-01 | 1992-07-01 | CPR Conversion
0 | 0 | 0 | 0 | 2024-12-01 | BH Colorado Electric Oper Co | Regulated Electric (122) | X - DNUWPC Transmission Line # 221 | X - DNU - Retired Line | 135500 | Wood 1 Pole 55': 7911015500 | 9974632 | WOOD 1 POLE 55' | 1982-07-01 | 1982-07-01 | CPR Conversion
0 | 0 | 0 | 0 | 2024-12-01 | BH Colorado Electric Oper Co | Regulated Electric (122) | X - DNUWPC Transmission Line # 221 | X - DNU - Retired Line | 135500 | Wood 1 Pole 60': 7911016000 | 9974630 | WOOD 1 POLE 60' | 1991-07-01 | 1991-07-01 | CPR Conversion
0 | 0 | 0 | 0 | 2024-12-01 | BH Colorado Electric Oper Co | Regulated Electric (122) | X - DNUWPC Transmission Line # 221 | X - DNU - Retired Line | 135500 | Wood 1 Pole 65': 7911016500 | 9724166 | WOOD 1 POLE 65' | 1994-07-01 | 1994-07-01 | CPR Conversion
0 | 0 | 0 | 0 | 2024-12-01 | BH Colorado Electric Oper Co | Regulated Electric (122) | X - DNUWPC Transmission Line # 221 | X - DNU - Retired Line | 135500 | Wood 1 Pole 70': 7911017000 | 9974631 | WOOD 1 POLE 70' | 1994-07-01 | 1994-07-01 | CPR Conversion
0 | 0 | 0 | 0 | 2024-12-01 | BH Colorado Electric Oper Co | Regulated Electric (122) | X - DNUWPC Transmission Line # 221 | X - DNU - Retired Line | 135500 | Wood 1 Pole 75': 7911017500 | 9780255 | WOOD 1 POLE 75' | 1996-07-01 | 1996-07-01 | CPR Conversion
0 | 0 | 0 | 0 | 2024-12-01 | BH Colorado Electric Oper Co | Regulated Electric (122) | X - DNUWPC Transmission Line # 221 | X - DNU - Retired Line | 135500 | Wood 2 Poles 65': 7911026500 | 9728060 | WOOD 2 POLES 65' | 1993-07-01 | 1993-07-01 | CPR Conversion
0 | 0 | 0 | 0 | 2024-12-01 | BH Colorado Electric Oper Co | Regulated Electric (122) | X - DNUWPC Transmission Line # 221 | X - DNU - Retired Line | 135600 | Conductor, Oh: 1681000000 | 9974629 | CONDUCTOR, OVERHEAD | 1994-07-01 | 1994-07-01 | CPR Conversion
0 | 0 | 0 | 0 | 2024-12-01 | BH Colorado Electric Oper Co | Regulated Electric (122) | X - DNUWPC Transmission Line # 221 | X - DNU - Retired Line | 135600 | Static Wire (Transmission Lines): 1682000000 | 9974628 | STATIC WIRE (TRANSMISSION LINES) | 1994-07-01 | 1994-07-01 | CPR Conversion
0 | 0 | 0 | 0 | 2024-12-01 | BH Colorado Electric Oper Co | Regulated Electric (122) | X DNU # 210 (T) Canon Plant-Pole | WPC Transmission Line # 210-(T) Canon Plant #438-Pole #392R3-Canon West Sub | 135002 | Land Rights - Non-Depreciable: 4552XXXXXX | 9727119 | LAND RIGHTS | 1958-07-01 | 1958-07-01 | CPR Conversion
0 | 0 | 0 | 0 | 2024-12-01 | BH Colorado Electric Oper Co | Regulated Electric (122) | X DNU # 210 (T) Canon Plant-Pole | WPC Transmission Line # 210-(T) Canon Plant #438-Pole #392R3-Canon West Sub | 135002 | Land Rights - Non-Depreciable: 4552XXXXXX | 9718835 | LAND RIGHTS | 1958-07-01 | 1958-07-01 | CPR Conversion
0 | 0 | 0 | 0 | 2024-12-01 | BH Colorado Electric Oper Co | Regulated Electric (122) | X DNU # 210 (T) Canon Plant-Pole | WPC Transmission Line # 210-(T) Canon Plant #438-Pole #392R3-Canon West Sub | 135002 | Land Rights - Non-Depreciable: 4552XXXXXX | 9704823 | LAND RIGHTS | 1958-07-01 | 1958-07-01 | CPR Conversion
0 | 0 | 0 | 0 | 2024-12-01 | BH Colorado Electric Oper Co | Regulated Electric (122) | X DNU # 210 (T) Canon Plant-Pole | WPC Transmission Line # 210-(T) Canon Plant #438-Pole #392R3-Canon West Sub | 135002 | Land Rights - Non-Depreciable: 4552XXXXXX | 9869916 | LAND RIGHTS | 1958-07-01 | 1958-07-01 | CPR Conversion
0 | 0 | 0 | 0 | 2024-12-01 | BH Colorado Electric Oper Co | Regulated Electric (122) | X DNU # 210 (T) Canon Plant-Pole | WPC Transmission Line # 210-(T) Canon Plant #438-Pole #392R3-Canon West Sub | 135002 | Land Rights - Non-Depreciable: 4552XXXXXX | 9869915 | LAND RIGHTS | 1958-07-01 | 1958-07-01 | CPR Conversion
0 | 0 | 0 | 0 | 2024-12-01 | BH Colorado Electric Oper Co | Regulated Electric (122) | X DNU # 210 (T) Canon Plant-Pole | WPC Transmission Line # 210-(T) Canon Plant #438-Pole #392R3-Canon West Sub | 135002 | Land Rights - Non-Depreciable: 4552XXXXXX | 9869912 | LAND RIGHTS | 1958-07-01 | 1958-07-01 | CPR Conversion
0 | 0 | 0 | 0 | 2024-12-01 | BH Colorado Electric Oper Co | Regulated Electric (122) | X DNU # 210 (T) Canon Plant-Pole | WPC Transmission Line # 210-(T) Canon Plant #438-Pole #392R3-Canon West Sub | 135002 | Land Rights - Non-Depreciable: 4552XXXXXX | 9699856 | LAND RIGHTS | 1958-07-01 | 1958-07-01 | CPR Conversion
0 | 0 | 0 | 0 | 2024-12-01 | BH Colorado Electric Oper Co | Regulated Electric (122) | X DNU # 210 (T) Canon Plant-Pole | WPC Transmission Line # 210-(T) Canon Plant #438-Pole #392R3-Canon West Sub | 135002 | Land Rights - Non-Depreciable: 4552XXXXXX | 9869922 | LAND RIGHTS | 1958-07-01 | 1958-07-01 | CPR Conversion
0 | 0 | 0 | 0 | 2024-12-01 | BH Colorado Electric Oper Co | Regulated Electric (122) | X DNU # 210 (T) Canon Plant-Pole | WPC Transmission Line # 210-(T) Canon Plant #438-Pole #392R3-Canon West Sub | 135002 | Land Rights - Non-Depreciable: 4552XXXXXX | 9869921 | LAND RIGHTS | 1958-07-01 | 1958-07-01 | CPR Conversion
0 | 0 | 0 | 0 | 2024-12-01 | BH Colorado Electric Oper Co | Regulated Electric (122) | X DNU # 210 (T) Canon Plant-Pole | WPC Transmission Line # 210-(T) Canon Plant #438-Pole #392R3-Canon West Sub | 135002 | Land Rights - Non-Depreciable: 4552XXXXXX | 9869918 | LAND RIGHTS | 1958-07-01 | 1958-07-01 | CPR Conversion
0 | 0 | 0 | 0 | 2024-12-01 | BH Colorado Electric Oper Co | Regulated Electric (122) | X DNU # 210 (T) Canon Plant-Pole | WPC Transmission Line # 210-(T) Canon Plant #438-Pole #392R3-Canon West Sub | 135002 | Land Rights - Non-Depreciable: 4552XXXXXX | 9869913 | LAND RIGHTS | 1958-07-01 | 1958-07-01 | CPR Conversion
0 | 0 | 0 | 0 | 2024-12-01 | BH Colorado Electric Oper Co | Regulated Electric (122) | X DNU # 210 (T) Canon Plant-Pole | WPC Transmission Line # 210-(T) Canon Plant #438-Pole #392R3-Canon West Sub | 135002 | Land Rights - Non-Depreciable: 4552XXXXXX | 9869920 | LAND RIGHTS | 1958-07-01 | 1958-07-01 | CPR Conversion
0 | 0 | 0 | 0 | 2024-12-01 | BH Colorado Electric Oper Co | Regulated Electric (122) | X DNU # 210 (T) Canon Plant-Pole | WPC Transmission Line # 210-(T) Canon Plant #438-Pole #392R3-Canon West Sub | 135002 | Land Rights - Non-Depreciable: 4552XXXXXX | 9704824 | LAND RIGHTS | 1958-07-01 | 1958-07-01 | CPR Conversion
0 | 0 | 0 | 0 | 2024-12-01 | BH Colorado Electric Oper Co | Regulated Electric (122) | X DNU # 210 (T) Canon Plant-Pole | WPC Transmission Line # 210-(T) Canon Plant #438-Pole #392R3-Canon West Sub | 135002 | Land Rights - Non-Depreciable: 4552XXXXXX | 9869914 | LAND RIGHTS | 1958-07-01 | 1958-07-01 | CPR Conversion
0 | 0 | 0 | 0 | 2024-12-01 | BH Colorado Electric Oper Co | Regulated Electric (122) | X DNU # 210 (T) Canon Plant-Pole | WPC Transmission Line # 210-(T) Canon Plant #438-Pole #392R3-Canon West Sub | 135002 | Land Rights - Non-Depreciable: 4552XXXXXX | 9869919 | LAND RIGHTS | 1958-07-01 | 1958-07-01 | CPR Conversion
0 | 0 | 0 | 0 | 2024-12-01 | BH Colorado Electric Oper Co | Regulated Electric (122) | X DNU # 210 (T) Canon Plant-Pole | WPC Transmission Line # 210-(T) Canon Plant #438-Pole #392R3-Canon West Sub | 135002 | Land Rights - Non-Depreciable: 4552XXXXXX | 9869917 | LAND RIGHTS | 1958-07-01 | 1958-07-01 | CPR Conversion
0 | 0 | 0 | 0 | 2024-12-01 | BH Colorado Electric Oper Co | Regulated Electric (122) | X DNU # 210 (T) Canon Plant-Pole | WPC Transmission Line # 210-(T) Canon Plant #438-Pole #392R3-Canon West Sub | 135002 | Land Rights - Non-Depreciable: 4552XXXXXX | 9869911 | LAND RIGHTS | 1958-07-01 | 1958-07-01 | CPR Conversion
0 | 0 | 0 | 0 | 2024-12-01 | BH Colorado Electric Oper Co | Regulated Electric (122) | X DNU # 210 (T) Canon Plant-Pole | WPC Transmission Line # 210-(T) Canon Plant #438-Pole #392R3-Canon West Sub | 135300 | Estimated Additions: 0010000000 | 11672943 | Electric Transmission OH Replace 69kv : ETOR69 BLACK HILLS ENERGY 3/4 MILES EAST OF HOLCIM FLORENCE | 2012-02-09 | 2012-10-01 | 60018026
0 | 0 | 0 | 0 | 2024-12-01 | BH Colorado Electric Oper Co | Regulated Electric (122) | X DNU # 210 (T) Canon Plant-Pole | WPC Transmission Line # 210-(T) Canon Plant #438-Pole #392R3-Canon West Sub | 135300 | Estimated Additions: 0010000000 | 12472396 | 115KV CROSS ARM REPLACEMENT REQUIRED CROSS ARM STRUCTURE REPLACEMENT IDENTIFIED DURING OUR 2014 AERIAL AND GROUND PATROLS OF OUR 115KV | 2014-05-19 | 2014-05-01 | 10049900
0 | 0 | 0 | 0 | 2024-12-01 | BH Colorado Electric Oper Co | Regulated Electric (122) | X DNU # 210 (T) Canon Plant-Pole | WPC Transmission Line # 210-(T) Canon Plant #438-Pole #392R3-Canon West Sub | 135300 | Pole, Other: 6169000000 | 11630316 | Pole, Other | 2012-07-16 | 2012-01-01 | 60018652
0 | 0 | 0 | 0 | 2024-12-01 | BH Colorado Electric Oper Co | Regulated Electric (122) | X DNU # 210 (T) Canon Plant-Pole | WPC Transmission Line # 210-(T) Canon Plant #438-Pole #392R3-Canon West Sub | 135300 | Pole, Other: 6169000000 | 11834755 | Pole, Other | 2012-02-24 | 2012-01-01 | 60018686
0 | 0 | 0 | 0 | 2024-12-01 | BH Colorado Electric Oper Co | Regulated Electric (122) | X DNU # 210 (T) Canon Plant-Pole | WPC Transmission Line # 210-(T) Canon Plant #438-Pole #392R3-Canon West Sub | 135500 | Anchors: 0140000000 | 9811632 | ANCHORS | 2002-06-26 | 2002-01-01 | 10015121
0 | 0 | 0 | 0 | 2024-12-01 | BH Colorado Electric Oper Co | Regulated Electric (122) | X DNU # 210 (T) Canon Plant-Pole | WPC Transmission Line # 210-(T) Canon Plant #438-Pole #392R3-Canon West Sub | 135500 | Anchors: 0140000000 | 19791373 | Anchors | 2016-03-25 | 2016-01-01 | 10052147
0 | 0 | 0 | 0 | 2024-12-01 | BH Colorado Electric Oper Co | Regulated Electric (122) | X DNU # 210 (T) Canon Plant-Pole | WPC Transmission Line # 210-(T) Canon Plant #438-Pole #392R3-Canon West Sub | 135500 | Crossarm Assemblies, Wood: 7914000000 | 9802436 | CROSSARM ASSEMBLIES, WOOD | 1994-07-01 | 1994-07-01 | WCDXFER
0 | 0 | 0 | 0 | 2024-12-01 | BH Colorado Electric Oper Co | Regulated Electric (122) | X DNU # 210 (T) Canon Plant-Pole | WPC Transmission Line # 210-(T) Canon Plant #438-Pole #392R3-Canon West Sub | 135500 | Crossarm Assemblies, Wood: 7914000000 | 9802751 | CROSSARM ASSEMBLIES, WOOD | 1958-07-01 | 1958-07-01 | WCDXFER
0 | 0 | 0 | 0 | 2024-12-01 | BH Colorado Electric Oper Co | Regulated Electric (122) | X DNU # 210 (T) Canon Plant-Pole | WPC Transmission Line # 210-(T) Canon Plant #438-Pole #392R3-Canon West Sub | 135500 | Crossarm Assemblies, Wood: 7914000000 | 9802679 | CROSSARM ASSEMBLIES, WOOD | 1958-07-01 | 1958-07-01 | WCDXFER
0 | 0 | 0 | 0 | 2024-12-01 | BH Colorado Electric Oper Co | Regulated Electric (122) | X DNU # 210 (T) Canon Plant-Pole | WPC Transmission Line # 210-(T) Canon Plant #438-Pole #392R3-Canon West Sub | 135500 | Crossarm Assemblies, Wood: 7914000000 | 9802787 | CROSSARM ASSEMBLIES, WOOD | 1958-07-01 | 1958-07-01 | WCDXFER
0 | 0 | 0 | 0 | 2024-12-01 | BH Colorado Electric Oper Co | Regulated Electric (122) | X DNU # 210 (T) Canon Plant-Pole | WPC Transmission Line # 210-(T) Canon Plant #438-Pole #392R3-Canon West Sub | 135500 | Crossarm Assemblies, Wood: 7914000000 | 9802834 | CROSSARM ASSEMBLIES, WOOD | 1994-07-01 | 1994-07-01 | WCDXFER
0 | 0 | 0 | 0 | 2024-12-01 | BH Colorado Electric Oper Co | Regulated Electric (122) | X DNU # 210 (T) Canon Plant-Pole | WPC Transmission Line # 210-(T) Canon Plant #438-Pole #392R3-Canon West Sub | 135500 | Crossarm Assemblies, Wood: 7914000000 | 9802435 | CROSSARM ASSEMBLIES, WOOD | 1963-07-01 | 1963-07-01 | WCDXFER
0 | 0 | 0 | 0 | 2024-12-01 | BH Colorado Electric Oper Co | Regulated Electric (122) | X DNU # 210 (T) Canon Plant-Pole | WPC Transmission Line # 210-(T) Canon Plant #438-Pole #392R3-Canon West Sub | 135500 | Crossarm Assemblies, Wood: 7914000000 | 9802355 | CROSSARM ASSEMBLIES, WOOD | 1963-07-01 | 1963-07-01 | WCDXFER
0 | 0 | 0 | 0 | 2024-12-01 | BH Colorado Electric Oper Co | Regulated Electric (122) | X DNU # 210 (T) Canon Plant-Pole | WPC Transmission Line # 210-(T) Canon Plant #438-Pole #392R3-Canon West Sub | 135500 | Crossarm Assemblies, Wood: 7914000000 | 12675967 | CROSSARM ASSEMBLIES-26' | 2014-05-19 | 2014-05-01 | 10049900
0 | 0 | 0 | 0 | 2024-12-01 | BH Colorado Electric Oper Co | Regulated Electric (122) | X DNU # 210 (T) Canon Plant-Pole | WPC Transmission Line # 210-(T) Canon Plant #438-Pole #392R3-Canon West Sub | 135500 | Crossarm Assemblies, Wood: 7914000000 | 9802434 | CROSSARM ASSEMBLIES, WOOD | 1958-07-01 | 1958-07-01 | WCDXFER
0 | 0 | 0 | 0 | 2024-12-01 | BH Colorado Electric Oper Co | Regulated Electric (122) | X DNU # 210 (T) Canon Plant-Pole | WPC Transmission Line # 210-(T) Canon Plant #438-Pole #392R3-Canon West Sub | 135500 | Crossarm, Assy: 2453000000 | 11582864 | Crossarm, Assy | 2012-02-24 | 2012-01-01 | 60018686
0 | 0 | 0 | 0 | 2024-12-01 | BH Colorado Electric Oper Co | Regulated Electric (122) | X DNU # 210 (T) Canon Plant-Pole | WPC Transmission Line # 210-(T) Canon Plant #438-Pole #392R3-Canon West Sub | 135500 | Crossarm, Assy: 2453000000 | 11481695 | Crossarm, Assy | 1958-07-01 | 1958-07-01 | WCDXFER
0 | 0 | 0 | 0 | 2024-12-01 | BH Colorado Electric Oper Co | Regulated Electric (122) | X DNU # 210 (T) Canon Plant-Pole | WPC Transmission Line # 210-(T) Canon Plant #438-Pole #392R3-Canon West Sub | 135500 | Crossarm, Wood: 2451000000 | 19791378 | Crossarm, Wood | 2016-03-25 | 2016-01-01 | 10052147
0 | 0 | 0 | 0 | 2024-12-01 | BH Colorado Electric Oper Co | Regulated Electric (122) | X DNU # 210 (T) Canon Plant-Pole | WPC Transmission Line # 210-(T) Canon Plant #438-Pole #392R3-Canon West Sub | 135500 | Crossarm, Wood: 2451000000 | 20408559 | Crossarm, Wood | 2012-02-09 | 2012-01-01 | 50507XFER
0 | 0 | 0 | 0 | 2024-12-01 | BH Colorado Electric Oper Co | Regulated Electric (122) | X DNU # 210 (T) Canon Plant-Pole | WPC Transmission Line # 210-(T) Canon Plant #438-Pole #392R3-Canon West Sub | 135500 | Estimated Additions: 0010000000 | 9813334 | CanonW 115kv Double Circuit Ta | 2002-06-26 | 2002-12-01 | 10015121
0 | 0 | 0 | 0 | 2024-12-01 | BH Colorado Electric Oper Co | Regulated Electric (122) | X DNU # 210 (T) Canon Plant-Pole | WPC Transmission Line # 210-(T) Canon Plant #438-Pole #392R3-Canon West Sub | 135500 | Estimated Additions: 0010000000 | 9812487 | CanonW 115kv Double Circuit Ta | 2002-06-26 | 2002-10-01 | 10015121
0 | 0 | 0 | 0 | 2024-12-01 | BH Colorado Electric Oper Co | Regulated Electric (122) | X DNU # 210 (T) Canon Plant-Pole | WPC Transmission Line # 210-(T) Canon Plant #438-Pole #392R3-Canon West Sub | 135500 | Estimated Additions: 0010000000 | 11485387 | Electric Transmission : ETOR115 BLACK HILLS ENERGY CANON PLANT TO TALLAHASSEE 115 CANON CITY | 2012-02-24 | 2012-06-01 | 60018686
0 | 0 | 0 | 0 | 2024-12-01 | BH Colorado Electric Oper Co | Regulated Electric (122) | X DNU # 210 (T) Canon Plant-Pole | WPC Transmission Line # 210-(T) Canon Plant #438-Pole #392R3-Canon West Sub | 135500 | Estimated Additions: 0010000000 | 9811328 | CanonW 115kv Double Circuit Ta | 2002-06-26 | 2002-06-01 | 10015121
0 | 0 | 0 | 0 | 2024-12-01 | BH Colorado Electric Oper Co | Regulated Electric (122) | X DNU # 210 (T) Canon Plant-Pole | WPC Transmission Line # 210-(T) Canon Plant #438-Pole #392R3-Canon West Sub | 135500 | Estimated Additions: 0010000000 | 9811774 | CanonW 115kv Double Circuit Ta | 2002-06-26 | 2002-09-01 | 10015121
0 | 0 | 0 | 0 | 2024-12-01 | BH Colorado Electric Oper Co | Regulated Electric (122) | X DNU # 210 (T) Canon Plant-Pole | WPC Transmission Line # 210-(T) Canon Plant #438-Pole #392R3-Canon West Sub | 135500 | Estimated Additions: 0010000000 | 9815309 | CanonW 115kv Double Circuit Ta | 2002-06-26 | 2003-07-01 | 10015121
0 | 0 | 0 | 0 | 2024-12-01 | BH Colorado Electric Oper Co | Regulated Electric (122) | X DNU # 210 (T) Canon Plant-Pole | WPC Transmission Line # 210-(T) Canon Plant #438-Pole #392R3-Canon West Sub | 135500 | Estimated Additions: 0010000000 | 9813528 | CanonW 115kv Double Circuit Ta | 2002-06-26 | 2003-01-01 | 10015121
0 | 0 | 0 | 0 | 2024-12-01 | BH Colorado Electric Oper Co | Regulated Electric (122) | X DNU # 210 (T) Canon Plant-Pole | WPC Transmission Line # 210-(T) Canon Plant #438-Pole #392R3-Canon West Sub | 135500 | Estimated Additions: 0010000000 | 20969825 | This work order is to replace three arms that are damaged on the West Canon Tallahasse 115 kV line | 2018-01-29 | 2018-01-01 | 10058860
0 | 0 | 0 | 0 | 2024-12-01 | BH Colorado Electric Oper Co | Regulated Electric (122) | X DNU # 210 (T) Canon Plant-Pole | WPC Transmission Line # 210-(T) Canon Plant #438-Pole #392R3-Canon West Sub | 135500 | Estimated Additions: 0010000000 | 14696747 | CCP-Tallahassee Tap 115 kV line requires repaires. In 2014 several structures were identified as rejected during the ground line patrol. We also need to replace several other structures on this line in order to comply with regulations. | 2016-03-25 | 2016-04-01 | 10052147
0 | 0 | 0 | 0 | 2024-12-01 | BH Colorado Electric Oper Co | Regulated Electric (122) | X DNU # 210 (T) Canon Plant-Pole | WPC Transmission Line # 210-(T) Canon Plant #438-Pole #392R3-Canon West Sub | 135500 | Guys: 4060000000 | 9811630 | GUYS | 2002-06-26 | 2002-01-01 | 10015121
0 | 0 | 0 | 0 | 2024-12-01 | BH Colorado Electric Oper Co | Regulated Electric (122) | X DNU # 210 (T) Canon Plant-Pole | WPC Transmission Line # 210-(T) Canon Plant #438-Pole #392R3-Canon West Sub | 135500 | Pole, Other: 6169000000 | 21153575 | Pole, Other | 2012-02-24 | 2012-01-01 | 60018686
0 | 0 | 0 | 0 | 2024-12-01 | BH Colorado Electric Oper Co | Regulated Electric (122) | X DNU # 210 (T) Canon Plant-Pole | WPC Transmission Line # 210-(T) Canon Plant #438-Pole #392R3-Canon West Sub | 135500 | Pole, Steel: 7912000000 | 9811627 | POLE, STEEL | 2002-06-26 | 2002-01-01 | 10015121
0 | 0 | 0 | 0 | 2024-12-01 | BH Colorado Electric Oper Co | Regulated Electric (122) | X DNU # 210 (T) Canon Plant-Pole | WPC Transmission Line # 210-(T) Canon Plant #438-Pole #392R3-Canon West Sub | 135500 | Pole, Wood, 60': 6161600000 | 11481688 | Pole, Wood, 60' | 1958-07-01 | 1958-07-01 | WCDXFER
0 | 0 | 0 | 0 | 2024-12-01 | BH Colorado Electric Oper Co | Regulated Electric (122) | X DNU # 210 (T) Canon Plant-Pole | WPC Transmission Line # 210-(T) Canon Plant #438-Pole #392R3-Canon West Sub | 135500 | Pole, Wood, 60': 6161600000 | 11582861 | Pole, Wood, 60' | 2012-02-24 | 2012-01-01 | 60018686
0 | 0 | 0 | 0 | 2024-12-01 | BH Colorado Electric Oper Co | Regulated Electric (122) | X DNU # 210 (T) Canon Plant-Pole | WPC Transmission Line # 210-(T) Canon Plant #438-Pole #392R3-Canon West Sub | 135500 | Pole, Wood, 65' Or Greater: 6161650000 | 20408570 | Pole, Wood, 65' Or Greater | 2012-02-09 | 2012-01-01 | 50507XFER
0 | 0 | 0 | 0 | 2024-12-01 | BH Colorado Electric Oper Co | Regulated Electric (122) | X DNU # 210 (T) Canon Plant-Pole | WPC Transmission Line # 210-(T) Canon Plant #438-Pole #392R3-Canon West Sub | 135500 | Pole, Wood: 6161000000 | 19791384 | Pole, Wood | 2016-03-25 | 2016-01-01 | 10052147
0 | 0 | 0 | 0 | 2024-12-01 | BH Colorado Electric Oper Co | Regulated Electric (122) | X DNU # 210 (T) Canon Plant-Pole | WPC Transmission Line # 210-(T) Canon Plant #438-Pole #392R3-Canon West Sub | 135500 | Pole, Wood: 7911000000 | 9802894 | POLE, WOOD | 1963-07-01 | 1963-07-01 | WCDXFER
0 | 0 | 0 | 0 | 2024-12-01 | BH Colorado Electric Oper Co | Regulated Electric (122) | X DNU # 210 (T) Canon Plant-Pole | WPC Transmission Line # 210-(T) Canon Plant #438-Pole #392R3-Canon West Sub | 135500 | Pole, Wood: 7911000000 | 9803217 | POLE, WOOD | 1958-07-01 | 1958-07-01 | WCDXFER
0 | 0 | 0 | 0 | 2024-12-01 | BH Colorado Electric Oper Co | Regulated Electric (122) | X DNU # 210 (T) Canon Plant-Pole | WPC Transmission Line # 210-(T) Canon Plant #438-Pole #392R3-Canon West Sub | 135500 | Pole, Wood: 7911000000 | 9803368 | POLE, WOOD | 1994-07-01 | 1994-07-01 | WCDXFER
0 | 0 | 0 | 0 | 2024-12-01 | BH Colorado Electric Oper Co | Regulated Electric (122) | X DNU # 210 (T) Canon Plant-Pole | WPC Transmission Line # 210-(T) Canon Plant #438-Pole #392R3-Canon West Sub | 135500 | Pole, Wood: 7911000000 | 9803356 | POLE, WOOD | 1958-07-01 | 1958-07-01 | WCDXFER
0 | 0 | 0 | 0 | 2024-12-01 | BH Colorado Electric Oper Co | Regulated Electric (122) | X DNU # 210 (T) Canon Plant-Pole | WPC Transmission Line # 210-(T) Canon Plant #438-Pole #392R3-Canon West Sub | 135500 | Pole, Wood: 7911000000 | 9802973 | POLE, WOOD | 1958-07-01 | 1958-07-01 | WCDXFER
0 | 0 | 0 | 0 | 2024-12-01 | BH Colorado Electric Oper Co | Regulated Electric (122) | X DNU # 210 (T) Canon Plant-Pole | WPC Transmission Line # 210-(T) Canon Plant #438-Pole #392R3-Canon West Sub | 135500 | Pole, Wood: 7911000000 | 9803286 | POLE, WOOD | 1958-07-01 | 1958-07-01 | WCDXFER
0 | 0 | 0 | 0 | 2024-12-01 | BH Colorado Electric Oper Co | Regulated Electric (122) | X DNU # 210 (T) Canon Plant-Pole | WPC Transmission Line # 210-(T) Canon Plant #438-Pole #392R3-Canon West Sub | 135500 | Pole, Wood: 7911000000 | 9802975 | POLE, WOOD | 1994-07-01 | 1994-07-01 | WCDXFER
0 | 0 | 0 | 0 | 2024-12-01 | BH Colorado Electric Oper Co | Regulated Electric (122) | X DNU # 210 (T) Canon Plant-Pole | WPC Transmission Line # 210-(T) Canon Plant #438-Pole #392R3-Canon West Sub | 135500 | Pole, Wood: 7911000000 | 9802974 | POLE, WOOD | 1963-07-01 | 1963-07-01 | WCDXFER
0 | 0 | 0 | 0 | 2024-12-01 | BH Colorado Electric Oper Co | Regulated Electric (122) | X DNU # 210 (T) Canon Plant-Pole | WPC Transmission Line # 210-(T) Canon Plant #438-Pole #392R3-Canon West Sub | 135500 | Wood 1 Pole 40': 7911014000 | 9974436 | WOOD 1 POLE 40' | 1963-07-01 | 1963-07-01 | CPR Conversion
0 | 0 | 0 | 0 | 2024-12-01 | BH Colorado Electric Oper Co | Regulated Electric (122) | X DNU # 210 (T) Canon Plant-Pole | WPC Transmission Line # 210-(T) Canon Plant #438-Pole #392R3-Canon West Sub | 135500 | Wood 1 Pole 60': 7911016000 | 9974435 | WOOD 1 POLE 60' | 1963-07-01 | 1963-07-01 | CPR Conversion
0 | 0 | 0 | 0 | 2024-12-01 | BH Colorado Electric Oper Co | Regulated Electric (122) | X DNU # 210 (T) Canon Plant-Pole | WPC Transmission Line # 210-(T) Canon Plant #438-Pole #392R3-Canon West Sub | 135500 | Wood 1 Pole 60': 7911016000 | 9724151 | WOOD 1 POLE 60' | 1958-07-01 | 1958-07-01 | CPR Conversion
0 | 0 | 0 | 0 | 2024-12-01 | BH Colorado Electric Oper Co | Regulated Electric (122) | X DNU # 210 (T) Canon Plant-Pole | WPC Transmission Line # 210-(T) Canon Plant #438-Pole #392R3-Canon West Sub | 135500 | Wood 1 Pole 60': 7911016000 | 9974434 | WOOD 1 POLE 60' | 1994-07-01 | 1994-07-01 | CPR Conversion
0 | 0 | 0 | 0 | 2024-12-01 | BH Colorado Electric Oper Co | Regulated Electric (122) | X DNU # 210 (T) Canon Plant-Pole | WPC Transmission Line # 210-(T) Canon Plant #438-Pole #392R3-Canon West Sub | 135500 | Wood 1 Pole 70': 7911017000 | 9974433 | WOOD 1 POLE 70' | 1958-07-01 | 1958-07-01 | CPR Conversion
0 | 0 | 0 | 0 | 2024-12-01 | BH Colorado Electric Oper Co | Regulated Electric (122) | X DNU # 210 (T) Canon Plant-Pole | WPC Transmission Line # 210-(T) Canon Plant #438-Pole #392R3-Canon West Sub | 135500 | Wood 1 Pole 75': 7911017500 | 9709881 | WOOD 1 POLE 75' | 1958-07-01 | 1958-07-01 | CPR Conversion
0 | 0 | 0 | 0 | 2024-12-01 | BH Colorado Electric Oper Co | Regulated Electric (122) | X DNU # 210 (T) Canon Plant-Pole | WPC Transmission Line # 210-(T) Canon Plant #438-Pole #392R3-Canon West Sub | 135500 | Wood 1 Pole 80': 7911018000 | 9974432 | WOOD 1 POLE 80' | 1958-07-01 | 1958-07-01 | CPR Conversion
0 | 0 | 0 | 0 | 2024-12-01 | BH Colorado Electric Oper Co | Regulated Electric (122) | X DNU # 210 (T) Canon Plant-Pole | WPC Transmission Line # 210-(T) Canon Plant #438-Pole #392R3-Canon West Sub | 135500 | Wood 1 Pole 85': 7911018500 | 9974431 | WOOD 1 POLE 85' | 1994-07-01 | 1994-07-01 | CPR Conversion
0 | 0 | 0 | 0 | 2024-12-01 | BH Colorado Electric Oper Co | Regulated Electric (122) | X DNU # 210 (T) Canon Plant-Pole | WPC Transmission Line # 210-(T) Canon Plant #438-Pole #392R3-Canon West Sub | 135600 | Conductor, Oh Copper Bare 4: 1683030000 | 11582854 | Conductor, Oh Copper Bare 4 | 2012-02-24 | 2012-01-01 | 60018686
0 | 0 | 0 | 0 | 2024-12-01 | BH Colorado Electric Oper Co | Regulated Electric (122) | X DNU # 210 (T) Canon Plant-Pole | WPC Transmission Line # 210-(T) Canon Plant #438-Pole #392R3-Canon West Sub | 135600 | Conductor, Oh Copper Bare 4: 1683030000 | 11481702 | Conductor, Oh Copper Bare 4 | 1958-07-01 | 1958-07-01 | CPR Conversion
0 | 0 | 0 | 0 | 2024-12-01 | BH Colorado Electric Oper Co | Regulated Electric (122) | X DNU # 210 (T) Canon Plant-Pole | WPC Transmission Line # 210-(T) Canon Plant #438-Pole #392R3-Canon West Sub | 135600 | Conductor, Oh Trans & Dist Bare: 1686000000 | 9811626 | CONDUCTOR, OH TRANS & DIST BARE | 2002-06-26 | 2002-01-01 | 10015121
0 | 0 | 0 | 0 | 2024-12-01 | BH Colorado Electric Oper Co | Regulated Electric (122) | X DNU # 210 (T) Canon Plant-Pole | WPC Transmission Line # 210-(T) Canon Plant #438-Pole #392R3-Canon West Sub | 135600 | Conductor, Oh: 1681000000 | 9974430 | CONDUCTOR, OVERHEAD | 1958-07-01 | 1958-07-01 | CPR Conversion
0 | 0 | 0 | 0 | 2024-12-01 | BH Colorado Electric Oper Co | Regulated Electric (122) | X DNU # 210 (T) Canon Plant-Pole | WPC Transmission Line # 210-(T) Canon Plant #438-Pole #392R3-Canon West Sub | 135600 | Estimated Additions: 0010000000 | 9813527 | CanonW 115kv Double Circuit Ta | 2002-06-26 | 2003-01-01 | 10015121
0 | 0 | 0 | 0 | 2024-12-01 | BH Colorado Electric Oper Co | Regulated Electric (122) | X DNU # 210 (T) Canon Plant-Pole | WPC Transmission Line # 210-(T) Canon Plant #438-Pole #392R3-Canon West Sub | 135600 | Estimated Additions: 0010000000 | 9811773 | CanonW 115kv Double Circuit Ta | 2002-06-26 | 2002-09-01 | 10015121
0 | 0 | 0 | 0 | 2024-12-01 | BH Colorado Electric Oper Co | Regulated Electric (122) | X DNU # 210 (T) Canon Plant-Pole | WPC Transmission Line # 210-(T) Canon Plant #438-Pole #392R3-Canon West Sub | 135600 | Estimated Additions: 0010000000 | 9812486 | CanonW 115kv Double Circuit Ta | 2002-06-26 | 2002-10-01 | 10015121
0 | 0 | 0 | 0 | 2024-12-01 | BH Colorado Electric Oper Co | Regulated Electric (122) | X DNU # 210 (T) Canon Plant-Pole | WPC Transmission Line # 210-(T) Canon Plant #438-Pole #392R3-Canon West Sub | 135600 | Estimated Additions: 0010000000 | 9813333 | CanonW 115kv Double Circuit Ta | 2002-06-26 | 2002-12-01 | 10015121
0 | 0 | 0 | 0 | 2024-12-01 | BH Colorado Electric Oper Co | Regulated Electric (122) | X DNU # 210 (T) Canon Plant-Pole | WPC Transmission Line # 210-(T) Canon Plant #438-Pole #392R3-Canon West Sub | 135600 | Estimated Additions: 0010000000 | 11485390 | Electric Transmission : ETOR115 BLACK HILLS ENERGY CANON PLANT TO TALLAHASSEE 115 CANON CITY | 2012-02-24 | 2012-06-01 | 60018686
0 | 0 | 0 | 0 | 2024-12-01 | BH Colorado Electric Oper Co | Regulated Electric (122) | X DNU # 210 (T) Canon Plant-Pole | WPC Transmission Line # 210-(T) Canon Plant #438-Pole #392R3-Canon West Sub | 135600 | Estimated Additions: 0010000000 | 9811329 | CanonW 115kv Double Circuit Ta | 2002-06-26 | 2002-06-01 | 10015121
0 | 0 | 0 | 0 | 2024-12-01 | BH Colorado Electric Oper Co | Regulated Electric (122) | X DNU # 210 (T) Canon Plant-Pole | WPC Transmission Line # 210-(T) Canon Plant #438-Pole #392R3-Canon West Sub | 135600 | Estimated Additions: 0010000000 | 9815308 | CanonW 115kv Double Circuit Ta | 2002-06-26 | 2003-07-01 | 10015121
0 | 0 | 0 | 0 | 2024-12-01 | BH Colorado Electric Oper Co | Regulated Electric (122) | X DNU # 210 (T) Canon Plant-Pole | WPC Transmission Line # 210-(T) Canon Plant #438-Pole #392R3-Canon West Sub | 135600 | Estimated Additions: 0010000000 | 9811466 | CanonW 115kv Double Circuit Ta | 2002-06-26 | 2002-07-01 | 10015121
0 | 0 | 0 | 0 | 2024-12-01 | BH Colorado Electric Oper Co | Regulated Electric (122) | X DNU # 210 (T) Canon Plant-Pole | WPC Transmission Line # 210-(T) Canon Plant #438-Pole #392R3-Canon West Sub | 135600 | Insulator: | 20408581 | Insulator | 2012-02-09 | 2012-01-01 | 50507XFER
0 | 0 | 0 | 0 | 2024-12-01 | BH Colorado Electric Oper Co | Regulated Electric (122) | X DNU # 210 (T) Canon Plant-Pole | WPC Transmission Line # 210-(T) Canon Plant #438-Pole #392R3-Canon West Sub | 135600 | Post Insulators: 4272000000 | 9811629 | POST INSULATORS | 2002-06-26 | 2002-01-01 | 10015121
0 | 0 | 0 | 0 | 2024-12-01 | BH Colorado Electric Oper Co | Regulated Electric (122) | X DNU # 210 (T) Canon Plant-Pole | WPC Transmission Line # 210-(T) Canon Plant #438-Pole #392R3-Canon West Sub | 135600 | Static Wire (Transmission Lines): 1682000000 | 9974429 | STATIC WIRE (TRANSMISSION LINES) | 1958-07-01 | 1958-07-01 | CPR Conversion
0 | 0 | 0 | 0 | 2024-12-01 | BH Colorado Electric Oper Co | Regulated Electric (122) | X DNU # 210 (T) Canon Plant-Pole | WPC Transmission Line # 210-(T) Canon Plant #438-Pole #392R3-Canon West Sub | 135600 | Static Wire (Transmission Lines): 1682000000 | 9811631 | STATIC WIRE (TRANSMISSION LINES) | 2002-06-26 | 2002-01-01 | 10015121
0 | 0 | 0 | 0 | 2024-12-01 | BH Colorado Electric Oper Co | Regulated Electric (122) | X DNU # 210 (T) Canon Plant-Pole | WPC Transmission Line # 210-(T) Canon Plant #438-Pole #392R3-Canon West Sub | 135600 | Suspension Insulators: 4273000000 | 9813650 | SUSPENSION INSULATORS | 2003-02-01 | 2003-01-01 | 7105210131
0 | 0 | 0 | 0 | 2024-12-01 | BH Colorado Electric Oper Co | Regulated Electric (122) | X DNU # 210 (T) Canon Plant-Pole | WPC Transmission Line # 210-(T) Canon Plant #438-Pole #392R3-Canon West Sub | 135600 | Suspension Insulators: 4273000000 | 19791381 | Suspension Insulators | 2016-03-25 | 2016-01-01 | 10052147
0 | 0 | 0 | 0 | 2024-12-01 | BH Colorado Electric Oper Co | Regulated Electric (122) | X DNU # 210 (T) Canon Plant-Pole | WPC Transmission Line # 210-(T) Canon Plant #438-Pole #392R3-Canon West Sub | 135600 | Suspension Insulators: 4273000000 | 9811628 | SUSPENSION INSULATORS | 2002-06-26 | 2002-01-01 | 10015121
0 | 0 | 0 | 0 | 2024-12-01 | BH Colorado Electric Oper Co | Regulated Electric (122) | X DNU # 210 (T) Canon Plant-Pole | WPC Transmission Line # 210-(T) Canon Plant #438-Pole #392R3-Canon West Sub | 135600 | Suspension Insulators: 4273000000 | 9818620 | SUSPENSION INSULATORS | 2005-01-01 | 2005-01-01 | 7105210131
0 | 0 | 0 | 0 | 2024-12-01 | BH Colorado Electric Oper Co | Regulated Electric (122) | X DNU # 214 (T) Skala Tap-Skala | WPC Transmission Line # 214 (T)- Skala Tap #166 -Skala Sub # 166 L7 | 135002 | Land Rights - Non-Depreciable: 4552XXXXXX | 9869910 | T-LIN S22 T19 R69 | 1990-07-01 | 1990-07-01 | CPR Conversion
0 | 0 | 0 | 0 | 2024-12-01 | BH Colorado Electric Oper Co | Regulated Electric (122) | X DNU # 214 (T) Skala Tap-Skala | WPC Transmission Line # 214 (T)- Skala Tap #166 -Skala Sub # 166 L7 | 135500 | Crossarm Assemblies, Steel: 7915000000 | 9801986 | CROSSARM ASSEMBLIES, STEEL | 1991-07-01 | 1991-07-01 | WCDXFER
0 | 0 | 0 | 0 | 2024-12-01 | BH Colorado Electric Oper Co | Regulated Electric (122) | X DNU # 214 (T) Skala Tap-Skala | WPC Transmission Line # 214 (T)- Skala Tap #166 -Skala Sub # 166 L7 | 135500 | Crossarm Assemblies, Steel: 7915000000 | 9801953 | CROSSARM ASSEMBLIES, STEEL | 1991-07-01 | 1991-07-01 | WCDXFER
0 | 0 | 0 | 0 | 2024-12-01 | BH Colorado Electric Oper Co | Regulated Electric (122) | X DNU # 214 (T) Skala Tap-Skala | WPC Transmission Line # 214 (T)- Skala Tap #166 -Skala Sub # 166 L7 | 135500 | Pole, Steel: 7912000000 | 9802262 | POLE, STEEL | 1991-07-01 | 1991-07-01 | WCDXFER
0 | 0 | 0 | 0 | 2024-12-01 | BH Colorado Electric Oper Co | Regulated Electric (122) | X DNU # 214 (T) Skala Tap-Skala | WPC Transmission Line # 214 (T)- Skala Tap #166 -Skala Sub # 166 L7 | 135500 | Pole, Wood: 7911000000 | 9804974 | POLE, WOOD | 1991-07-01 | 1991-07-01 | WCDXFER
0 | 0 | 0 | 0 | 2024-12-01 | BH Colorado Electric Oper Co | Regulated Electric (122) | X DNU # 214 (T) Skala Tap-Skala | WPC Transmission Line # 214 (T)- Skala Tap #166 -Skala Sub # 166 L7 | 135500 | Steel 1 Pole 75': 7912017500 | 9974427 | STEEL 1 POLE 75' | 1991-07-01 | 1991-07-01 | CPR Conversion
0 | 0 | 0 | 0 | 2024-12-01 | BH Colorado Electric Oper Co | Regulated Electric (122) | X DNU # 214 (T) Skala Tap-Skala | WPC Transmission Line # 214 (T)- Skala Tap #166 -Skala Sub # 166 L7 | 135500 | Steel 2 Poles 70': 7912027000 | 9974426 | STEEL 2 POLES 70' | 1991-07-01 | 1991-07-01 | CPR Conversion
0 | 0 | 0 | 0 | 2024-12-01 | BH Colorado Electric Oper Co | Regulated Electric (122) | X DNU # 214 (T) Skala Tap-Skala | WPC Transmission Line # 214 (T)- Skala Tap #166 -Skala Sub # 166 L7 | 135600 | Conductor, Oh: 1681000000 | 9728057 | CONDUCTOR, OVERHEAD | 1991-07-01 | 1991-07-01 | CPR Conversion
0 | 0 | 0 | 0 | 2024-12-01 | BH Colorado Electric Oper Co | Regulated Electric (122) | X DNU # 214 (T) Skala Tap-Skala | WPC Transmission Line # 214 (T)- Skala Tap #166 -Skala Sub # 166 L7 | 135600 | Static Wire (Transmission Lines): 1682000000 | 9974425 | STATIC WIRE (TRANSMISSION LINES) | 1991-07-01 | 1991-07-01 | CPR Conversion
0 | 0 | 0 | 0 | 2024-12-01 | BH Colorado Electric Oper Co | Regulated Electric (122) | X DNU # 215 (T) Hyde Park- West | WPC Transmission Line # 215 ( T) Hyde Park- West Station | 135001 | Land: 4481XXXXXX | 9868938 | LAND - TRACT 29 | 1955-07-01 | 1955-07-01 | CPR Conversion
0 | 0 | 0 | 0 | 2024-12-01 | BH Colorado Electric Oper Co | Regulated Electric (122) | X DNU # 215 (T) Hyde Park- West | WPC Transmission Line # 215 ( T) Hyde Park- West Station | 135001 | Land: 4481XXXXXX | 9868939 | LAND - TRACT 27 | 1955-07-01 | 1955-07-01 | CPR Conversion
0 | 0 | 0 | 0 | 2024-12-01 | BH Colorado Electric Oper Co | Regulated Electric (122) | X DNU # 215 (T) Hyde Park- West | WPC Transmission Line # 215 ( T) Hyde Park- West Station | 135001 | Land: 4481XXXXXX | 9868940 | LAND - TRACT 26 | 1955-07-01 | 1955-07-01 | CPR Conversion
0 | 0 | 0 | 0 | 2024-12-01 | BH Colorado Electric Oper Co | Regulated Electric (122) | X DNU # 215 (T) Hyde Park- West | WPC Transmission Line # 215 ( T) Hyde Park- West Station | 135001 | Land: 4481XXXXXX | 9696109 | LAND - TRACT 28 | 1955-07-01 | 1955-07-01 | CPR Conversion
0 | 0 | 0 | 0 | 2024-12-01 | BH Colorado Electric Oper Co | Regulated Electric (122) | X DNU # 215 (T) Hyde Park- West | WPC Transmission Line # 215 ( T) Hyde Park- West Station | 135001 | Land: 4481XXXXXX | 9718781 | LAND - TRACT 23 | 1955-07-01 | 1955-07-01 | CPR Conversion
0 | 0 | 0 | 0 | 2024-12-01 | BH Colorado Electric Oper Co | Regulated Electric (122) | X DNU # 215 (T) Hyde Park- West | WPC Transmission Line # 215 ( T) Hyde Park- West Station | 135001 | Land: 4481XXXXXX | 9868942 | LAND - TRACT 24 | 1955-07-01 | 1955-07-01 | CPR Conversion
0 | 0 | 0 | 0 | 2024-12-01 | BH Colorado Electric Oper Co | Regulated Electric (122) | X DNU # 215 (T) Hyde Park- West | WPC Transmission Line # 215 ( T) Hyde Park- West Station | 135001 | Land: 4481XXXXXX | 9868941 | LAND - TRACT 25 | 1955-07-01 | 1955-07-01 | CPR Conversion
0 | 0 | 0 | 0 | 2024-12-01 | BH Colorado Electric Oper Co | Regulated Electric (122) | X DNU # 215 (T) Hyde Park- West | WPC Transmission Line # 215 ( T) Hyde Park- West Station | 135002 | Land Rights - Non-Depreciable: 4552XXXXXX | 21283840 | T-LIN S27 T20 R64 | 1968-07-01 | 1968-07-01 | 50507XFER
0 | 0 | 0 | 0 | 2024-12-01 | BH Colorado Electric Oper Co | Regulated Electric (122) | X DNU # 215 (T) Hyde Park- West | WPC Transmission Line # 215 ( T) Hyde Park- West Station | 135002 | Land Rights - Non-Depreciable: 4552XXXXXX | 21283814 | T-LIN S26 T20 R64 | 1959-07-01 | 1959-07-01 | 50507XFER
0 | 0 | 0 | 0 | 2024-12-01 | BH Colorado Electric Oper Co | Regulated Electric (122) | X DNU # 215 (T) Hyde Park- West | WPC Transmission Line # 215 ( T) Hyde Park- West Station | 135002 | Land Rights - Non-Depreciable: 4552XXXXXX | 21283821 | T-LIN S07 T20 R64 | 1959-07-01 | 1959-07-01 | 50507XFER
0 | 0 | 0 | 0 | 2024-12-01 | BH Colorado Electric Oper Co | Regulated Electric (122) | X DNU # 215 (T) Hyde Park- West | WPC Transmission Line # 215 ( T) Hyde Park- West Station | 135002 | Land Rights - Non-Depreciable: 4552XXXXXX | 21283833 | T-LIN S28 T20 R64 | 1968-07-01 | 1968-07-01 | 50507XFER
0 | 0 | 0 | 0 | 2024-12-01 | BH Colorado Electric Oper Co | Regulated Electric (122) | X DNU # 215 (T) Hyde Park- West | WPC Transmission Line # 215 ( T) Hyde Park- West Station | 135002 | Land Rights - Non-Depreciable: 4552XXXXXX | 21283806 | T-LIN S07 T20 R64 | 1943-07-01 | 1943-07-01 | 50507XFER
0 | 0 | 0 | 0 | 2024-12-01 | BH Colorado Electric Oper Co | Regulated Electric (122) | X DNU # 215 (T) Hyde Park- West | WPC Transmission Line # 215 ( T) Hyde Park- West Station | 135002 | Land Rights - Non-Depreciable: 4552XXXXXX | 21283799 | T-LIN S07 T20 R64 | 1942-07-01 | 1942-07-01 | 50507XFER
0 | 0 | 0 | 0 | 2024-12-01 | BH Colorado Electric Oper Co | Regulated Electric (122) | X DNU # 215 (T) Hyde Park- West | WPC Transmission Line # 215 ( T) Hyde Park- West Station | 135002 | Land Rights - Non-Depreciable: 4552XXXXXX | 21283811 | T-LIN S18 T20 R64 | 1959-07-01 | 1959-07-01 | 50507XFER
0 | 0 | 0 | 0 | 2024-12-01 | BH Colorado Electric Oper Co | Regulated Electric (122) | X DNU # 215 (T) Hyde Park- West | WPC Transmission Line # 215 ( T) Hyde Park- West Station | 135002 | Land Rights - Non-Depreciable: 4552XXXXXX | 9869960 | T-LIN S25 T20 R65 | 1981-07-01 | 1981-07-01 | CPR Conversion
0 | 0 | 0 | 0 | 2024-12-01 | BH Colorado Electric Oper Co | Regulated Electric (122) | X DNU # 215 (T) Hyde Park- West | WPC Transmission Line # 215 ( T) Hyde Park- West Station | 135002 | Land Rights - Non-Depreciable: 4552XXXXXX | 21283826 | T-LIN S07 T20 R64 | 1966-07-01 | 1966-07-01 | 50507XFER
0 | 0 | 0 | 0 | 2024-12-01 | BH Colorado Electric Oper Co | Regulated Electric (122) | X DNU # 215 (T) Hyde Park- West | WPC Transmission Line # 215 ( T) Hyde Park- West Station | 135300 | Pole, Wood, 45': 6161450000 | 12550861 | Pole, Wood, 45' | 2014-01-17 | 2014-01-01 | 10047726
0 | 0 | 0 | 0 | 2024-12-01 | BH Colorado Electric Oper Co | Regulated Electric (122) | X DNU # 215 (T) Hyde Park- West | WPC Transmission Line # 215 ( T) Hyde Park- West Station | 135300 | Pole, Wood, 55': 6161550000 | 12550864 | Pole, Wood, 55' | 2014-01-17 | 2014-01-01 | 10047726
0 | 0 | 0 | 0 | 2024-12-01 | BH Colorado Electric Oper Co | Regulated Electric (122) | X DNU # 215 (T) Hyde Park- West | WPC Transmission Line # 215 ( T) Hyde Park- West Station | 135300 | Pole, Wood, 60': 6161600000 | 12550867 | Pole, Wood, 60' | 2014-01-17 | 2014-01-01 | 10047726
0 | 0 | 0 | 0 | 2024-12-01 | BH Colorado Electric Oper Co | Regulated Electric (122) | X DNU # 215 (T) Hyde Park- West | WPC Transmission Line # 215 ( T) Hyde Park- West Station | 135300 | Pole, Wood, 65' Or Greater: 6161650000 | 12550870 | Pole, Wood, 95' | 2014-01-17 | 2014-01-01 | 10047726
0 | 0 | 0 | 0 | 2024-12-01 | BH Colorado Electric Oper Co | Regulated Electric (122) | X DNU # 215 (T) Hyde Park- West | WPC Transmission Line # 215 ( T) Hyde Park- West Station | 135500 | Crossarm Assemblies, Wood: 7914000000 | 9802597 | CROSSARM ASSEMBLIES, WOOD | 1981-07-01 | 1981-07-01 | WCDXFER
0 | 0 | 0 | 0 | 2024-12-01 | BH Colorado Electric Oper Co | Regulated Electric (122) | X DNU # 215 (T) Hyde Park- West | WPC Transmission Line # 215 ( T) Hyde Park- West Station | 135500 | Crossarm Assemblies, Wood: 7914000000 | 9802593 | CROSSARM ASSEMBLIES, WOOD | 1953-07-01 | 1953-07-01 | WCDXFER
0 | 0 | 0 | 0 | 2024-12-01 | BH Colorado Electric Oper Co | Regulated Electric (122) | X DNU # 215 (T) Hyde Park- West | WPC Transmission Line # 215 ( T) Hyde Park- West Station | 135500 | Crossarm Assemblies, Wood: 7914000000 | 9802392 | CROSSARM ASSEMBLIES, WOOD | 1981-07-01 | 1981-07-01 | WCDXFER
0 | 0 | 0 | 0 | 2024-12-01 | BH Colorado Electric Oper Co | Regulated Electric (122) | X DNU # 215 (T) Hyde Park- West | WPC Transmission Line # 215 ( T) Hyde Park- West Station | 135500 | Crossarm Assemblies, Wood: 7914000000 | 9802703 | CROSSARM ASSEMBLIES, WOOD | 1965-07-01 | 1965-07-01 | WCDXFER
0 | 0 | 0 | 0 | 2024-12-01 | BH Colorado Electric Oper Co | Regulated Electric (122) | X DNU # 215 (T) Hyde Park- West | WPC Transmission Line # 215 ( T) Hyde Park- West Station | 135500 | Crossarm Assemblies, Wood: 7914000000 | 9802785 | CROSSARM ASSEMBLIES, WOOD | 1953-07-01 | 1953-07-01 | WCDXFER
0 | 0 | 0 | 0 | 2024-12-01 | BH Colorado Electric Oper Co | Regulated Electric (122) | X DNU # 215 (T) Hyde Park- West | WPC Transmission Line # 215 ( T) Hyde Park- West Station | 135500 | Crossarm Assemblies, Wood: 7914000000 | 19704933 | Crossarm Assemblies, Wood | 2016-07-01 | 2016-07-01 | 10053964
0 | 0 | 0 | 0 | 2024-12-01 | BH Colorado Electric Oper Co | Regulated Electric (122) | X DNU # 215 (T) Hyde Park- West | WPC Transmission Line # 215 ( T) Hyde Park- West Station | 135500 | Crossarm Assemblies, Wood: 7914000000 | 9802595 | CROSSARM ASSEMBLIES, WOOD | 1962-07-01 | 1962-07-01 | WCDXFER
0 | 0 | 0 | 0 | 2024-12-01 | BH Colorado Electric Oper Co | Regulated Electric (122) | X DNU # 215 (T) Hyde Park- West | WPC Transmission Line # 215 ( T) Hyde Park- West Station | 135500 | Crossarm Assemblies, Wood: 7914000000 | 9802868 | CROSSARM ASSEMBLIES, WOOD | 1953-07-01 | 1953-07-01 | WCDXFER
0 | 0 | 0 | 0 | 2024-12-01 | BH Colorado Electric Oper Co | Regulated Electric (122) | X DNU # 215 (T) Hyde Park- West | WPC Transmission Line # 215 ( T) Hyde Park- West Station | 135500 | Crossarm Assemblies, Wood: 7914000000 | 9741885 | CROSSARM ASSEMBLIES, WOOD | 2007-12-01 | 2007-01-01 | 7105215131
0 | 0 | 0 | 0 | 2024-12-01 | BH Colorado Electric Oper Co | Regulated Electric (122) | X DNU # 215 (T) Hyde Park- West | WPC Transmission Line # 215 ( T) Hyde Park- West Station | 135500 | Crossarm Assemblies, Wood: 7914000000 | 9802391 | CROSSARM ASSEMBLIES, WOOD | 1953-07-01 | 1953-07-01 | WCDXFER
0 | 0 | 0 | 0 | 2024-12-01 | BH Colorado Electric Oper Co | Regulated Electric (122) | X DNU # 215 (T) Hyde Park- West | WPC Transmission Line # 215 ( T) Hyde Park- West Station | 135500 | Crossarm Assemblies, Wood: 7914000000 | 9802874 | CROSSARM ASSEMBLIES, WOOD | 1987-07-01 | 1987-07-01 | WCDXFER
0 | 0 | 0 | 0 | 2024-12-01 | BH Colorado Electric Oper Co | Regulated Electric (122) | X DNU # 215 (T) Hyde Park- West | WPC Transmission Line # 215 ( T) Hyde Park- West Station | 135500 | Crossarm Assemblies, Wood: 7914000000 | 9802869 | CROSSARM ASSEMBLIES, WOOD | 1981-07-01 | 1981-07-01 | WCDXFER
0 | 0 | 0 | 0 | 2024-12-01 | BH Colorado Electric Oper Co | Regulated Electric (122) | X DNU # 215 (T) Hyde Park- West | WPC Transmission Line # 215 ( T) Hyde Park- West Station | 135500 | Crossarm Assemblies, Wood: 7914000000 | 9802833 | CROSSARM ASSEMBLIES, WOOD | 1995-07-01 | 1995-07-01 | WCDXFER
0 | 0 | 0 | 0 | 2024-12-01 | BH Colorado Electric Oper Co | Regulated Electric (122) | X DNU # 215 (T) Hyde Park- West | WPC Transmission Line # 215 ( T) Hyde Park- West Station | 135500 | Crossarm Assemblies, Wood: 7914000000 | 9802872 | CROSSARM ASSEMBLIES, WOOD | 1973-07-01 | 1973-07-01 | WCDXFER
0 | 0 | 0 | 0 | 2024-12-01 | BH Colorado Electric Oper Co | Regulated Electric (122) | X DNU # 215 (T) Hyde Park- West | WPC Transmission Line # 215 ( T) Hyde Park- West Station | 135500 | Crossarm Assemblies, Wood: 7914000000 | 9802596 | CROSSARM ASSEMBLIES, WOOD | 1975-07-01 | 1975-07-01 | WCDXFER
0 | 0 | 0 | 0 | 2024-12-01 | BH Colorado Electric Oper Co | Regulated Electric (122) | X DNU # 215 (T) Hyde Park- West | WPC Transmission Line # 215 ( T) Hyde Park- West Station | 135500 | Crossarm Assemblies, Wood: 7914000000 | 9802786 | CROSSARM ASSEMBLIES, WOOD | 1981-07-01 | 1981-07-01 | WCDXFER
0 | 0 | 0 | 0 | 2024-12-01 | BH Colorado Electric Oper Co | Regulated Electric (122) | X DNU # 215 (T) Hyde Park- West | WPC Transmission Line # 215 ( T) Hyde Park- West Station | 135500 | Crossarm Assemblies, Wood: 7914000000 | 9802750 | CROSSARM ASSEMBLIES, WOOD | 1960-07-01 | 1960-07-01 | WCDXFER
0 | 0 | 0 | 0 | 2024-12-01 | BH Colorado Electric Oper Co | Regulated Electric (122) | X DNU # 215 (T) Hyde Park- West | WPC Transmission Line # 215 ( T) Hyde Park- West Station | 135500 | Crossarm Assemblies, Wood: 7914000000 | 9816548 | CROSSARM ASSEMBLIES, WOOD | 2004-02-27 | 2004-01-01 | 7105215131
0 | 0 | 0 | 0 | 2024-12-01 | BH Colorado Electric Oper Co | Regulated Electric (122) | X DNU # 215 (T) Hyde Park- West | WPC Transmission Line # 215 ( T) Hyde Park- West Station | 135500 | Crossarm Assemblies, Wood: 7914000000 | 9802440 | CROSSARM ASSEMBLIES, WOOD | 1953-07-01 | 1953-07-01 | WCDXFER
0 | 0 | 0 | 0 | 2024-12-01 | BH Colorado Electric Oper Co | Regulated Electric (122) | X DNU # 215 (T) Hyde Park- West | WPC Transmission Line # 215 ( T) Hyde Park- West Station | 135500 | Crossarm Assemblies, Wood: 7914000000 | 9802870 | CROSSARM ASSEMBLIES, WOOD | 1982-07-01 | 1982-07-01 | WCDXFER
0 | 0 | 0 | 0 | 2024-12-01 | BH Colorado Electric Oper Co | Regulated Electric (122) | X DNU # 215 (T) Hyde Park- West | WPC Transmission Line # 215 ( T) Hyde Park- West Station | 135500 | Crossarm Assemblies, Wood: 7914000000 | 9802598 | CROSSARM ASSEMBLIES, WOOD | 1983-07-01 | 1983-07-01 | WCDXFER
0 | 0 | 0 | 0 | 2024-12-01 | BH Colorado Electric Oper Co | Regulated Electric (122) | X DNU # 215 (T) Hyde Park- West | WPC Transmission Line # 215 ( T) Hyde Park- West Station | 135500 | Crossarm Assemblies, Wood: 7914000000 | 12550889 | Crossarm Assemblies, Wood | 2014-01-17 | 2014-01-01 | 10047726
0 | 0 | 0 | 0 | 2024-12-01 | BH Colorado Electric Oper Co | Regulated Electric (122) | X DNU # 215 (T) Hyde Park- West | WPC Transmission Line # 215 ( T) Hyde Park- West Station | 135500 | Crossarm Assemblies, Wood: 7914000000 | 9802702 | CROSSARM ASSEMBLIES, WOOD | 1953-07-01 | 1953-07-01 | WCDXFER
0 | 0 | 0 | 0 | 2024-12-01 | BH Colorado Electric Oper Co | Regulated Electric (122) | X DNU # 215 (T) Hyde Park- West | WPC Transmission Line # 215 ( T) Hyde Park- West Station | 135500 | Crossarm Assemblies, Wood: 7914000000 | 9802441 | CROSSARM ASSEMBLIES, WOOD | 1960-07-01 | 1960-07-01 | WCDXFER
0 | 0 | 0 | 0 | 2024-12-01 | BH Colorado Electric Oper Co | Regulated Electric (122) | X DNU # 215 (T) Hyde Park- West | WPC Transmission Line # 215 ( T) Hyde Park- West Station | 135500 | Crossarm Assemblies, Wood: 7914000000 | 9802594 | CROSSARM ASSEMBLIES, WOOD | 1960-07-01 | 1960-07-01 | WCDXFER
0 | 0 | 0 | 0 | 2024-12-01 | BH Colorado Electric Oper Co | Regulated Electric (122) | X DNU # 215 (T) Hyde Park- West | WPC Transmission Line # 215 ( T) Hyde Park- West Station | 135500 | Crossarm Assemblies, Wood: 7914000000 | 9802442 | CROSSARM ASSEMBLIES, WOOD | 1962-07-01 | 1962-07-01 | WCDXFER
0 | 0 | 0 | 0 | 2024-12-01 | BH Colorado Electric Oper Co | Regulated Electric (122) | X DNU # 215 (T) Hyde Park- West | WPC Transmission Line # 215 ( T) Hyde Park- West Station | 135500 | Crossarm Assemblies, Wood: 7914000000 | 9802704 | CROSSARM ASSEMBLIES, WOOD | 1995-07-01 | 1995-07-01 | WCDXFER
0 | 0 | 0 | 0 | 2024-12-01 | BH Colorado Electric Oper Co | Regulated Electric (122) | X DNU # 215 (T) Hyde Park- West | WPC Transmission Line # 215 ( T) Hyde Park- West Station | 135500 | Crossarm Assemblies, Wood: 7914000000 | 9802873 | CROSSARM ASSEMBLIES, WOOD | 1977-07-01 | 1977-07-01 | WCDXFER
0 | 0 | 0 | 0 | 2024-12-01 | BH Colorado Electric Oper Co | Regulated Electric (122) | X DNU # 215 (T) Hyde Park- West | WPC Transmission Line # 215 ( T) Hyde Park- West Station | 135500 | Estimated Additions: 0010000000 | 9818206 | Repl 3 pole Struc-Ln 215 | 2004-02-27 | 2004-11-01 | 10019127
0 | 0 | 0 | 0 | 2024-12-01 | BH Colorado Electric Oper Co | Regulated Electric (122) | X DNU # 215 (T) Hyde Park- West | WPC Transmission Line # 215 ( T) Hyde Park- West Station | 135500 | Estimated Additions: 0010000000 | 9742931 | Pueblo Plant Sub-West Station | 2007-10-01 | 2007-10-01 | 7105215131
0 | 0 | 0 | 0 | 2024-12-01 | BH Colorado Electric Oper Co | Regulated Electric (122) | X DNU # 215 (T) Hyde Park- West | WPC Transmission Line # 215 ( T) Hyde Park- West Station | 135500 | Estimated Additions: 0010000000 | 10764701 | Pueblo Plant Sub-West Station | 2004-02-01 | 2011-03-01 | 7105215131
0 | 0 | 0 | 0 | 2024-12-01 | BH Colorado Electric Oper Co | Regulated Electric (122) | X DNU # 215 (T) Hyde Park- West | WPC Transmission Line # 215 ( T) Hyde Park- West Station | 135500 | Pole, Steel: 7912000000 | 9741541 | POLE, STEEL-SPECIAL CUSTOM STRUCTURE | 2008-01-10 | 2008-01-01 | 10024752
0 | 0 | 0 | 0 | 2024-12-01 | BH Colorado Electric Oper Co | Regulated Electric (122) | X DNU # 215 (T) Hyde Park- West | WPC Transmission Line # 215 ( T) Hyde Park- West Station | 135500 | Pole, Wood, 45': 6161450000 | 19697214 | Pole, Wood, 45' | 2014-01-17 | 2014-01-01 | 10047726
0 | 0 | 0 | 0 | 2024-12-01 | BH Colorado Electric Oper Co | Regulated Electric (122) | X DNU # 215 (T) Hyde Park- West | WPC Transmission Line # 215 ( T) Hyde Park- West Station | 135500 | Pole, Wood, 55': 6161550000 | 19697225 | Pole, Wood, 55' | 2014-01-17 | 2014-01-01 | 10047726
0 | 0 | 0 | 0 | 2024-12-01 | BH Colorado Electric Oper Co | Regulated Electric (122) | X DNU # 215 (T) Hyde Park- West | WPC Transmission Line # 215 ( T) Hyde Park- West Station | 135500 | Pole, Wood, 60': 6161600000 | 19697236 | Pole, Wood, 60' | 2014-01-17 | 2014-01-01 | 10047726
0 | 0 | 0 | 0 | 2024-12-01 | BH Colorado Electric Oper Co | Regulated Electric (122) | X DNU # 215 (T) Hyde Park- West | WPC Transmission Line # 215 ( T) Hyde Park- West Station | 135500 | Pole, Wood, 65' Or Greater: 6161650000 | 19704930 | Pole, Wood, 65' Or Greater | 2016-07-01 | 2016-01-01 | 10053964
0 | 0 | 0 | 0 | 2024-12-01 | BH Colorado Electric Oper Co | Regulated Electric (122) | X DNU # 215 (T) Hyde Park- West | WPC Transmission Line # 215 ( T) Hyde Park- West Station | 135500 | Pole, Wood, 65' Or Greater: 6161650000 | 19697247 | Pole, Wood, 95' | 2014-01-17 | 2014-01-01 | 10047726
0 | 0 | 0 | 0 | 2024-12-01 | BH Colorado Electric Oper Co | Regulated Electric (122) | X DNU # 215 (T) Hyde Park- West | WPC Transmission Line # 215 ( T) Hyde Park- West Station | 135500 | Pole, Wood: 7911000000 | 9803136 | POLE, WOOD | 1983-07-01 | 1983-07-01 | WCDXFER
0 | 0 | 0 | 0 | 2024-12-01 | BH Colorado Electric Oper Co | Regulated Electric (122) | X DNU # 215 (T) Hyde Park- West | WPC Transmission Line # 215 ( T) Hyde Park- West Station | 135500 | Pole, Wood: 7911000000 | 9803133 | POLE, WOOD | 1962-07-01 | 1962-07-01 | WCDXFER
0 | 0 | 0 | 0 | 2024-12-01 | BH Colorado Electric Oper Co | Regulated Electric (122) | X DNU # 215 (T) Hyde Park- West | WPC Transmission Line # 215 ( T) Hyde Park- West Station | 135500 | Pole, Wood: 7911000000 | 9804944 | POLE, WOOD | 1981-07-01 | 1981-07-01 | WCDXFER
0 | 0 | 0 | 0 | 2024-12-01 | BH Colorado Electric Oper Co | Regulated Electric (122) | X DNU # 215 (T) Hyde Park- West | WPC Transmission Line # 215 ( T) Hyde Park- West Station | 135500 | Pole, Wood: 7911000000 | 9803242 | POLE, WOOD | 1995-07-01 | 1995-07-01 | WCDXFER
0 | 0 | 0 | 0 | 2024-12-01 | BH Colorado Electric Oper Co | Regulated Electric (122) | X DNU # 215 (T) Hyde Park- West | WPC Transmission Line # 215 ( T) Hyde Park- West Station | 135500 | Pole, Wood: 7911000000 | 9802980 | POLE, WOOD | 1960-07-01 | 1960-07-01 | WCDXFER
0 | 0 | 0 | 0 | 2024-12-01 | BH Colorado Electric Oper Co | Regulated Electric (122) | X DNU # 215 (T) Hyde Park- West | WPC Transmission Line # 215 ( T) Hyde Park- West Station | 135500 | Pole, Wood: 7911000000 | 9803134 | POLE, WOOD | 1975-07-01 | 1975-07-01 | WCDXFER
0 | 0 | 0 | 0 | 2024-12-01 | BH Colorado Electric Oper Co | Regulated Electric (122) | X DNU # 215 (T) Hyde Park- West | WPC Transmission Line # 215 ( T) Hyde Park- West Station | 135500 | Pole, Wood: 7911000000 | 9803350 | POLE, WOOD | 1953-07-01 | 1953-07-01 | WCDXFER
0 | 0 | 0 | 0 | 2024-12-01 | BH Colorado Electric Oper Co | Regulated Electric (122) | X DNU # 215 (T) Hyde Park- West | WPC Transmission Line # 215 ( T) Hyde Park- West Station | 135500 | Pole, Wood: 7911000000 | 9804943 | POLE, WOOD | 1953-07-01 | 1953-07-01 | WCDXFER
0 | 0 | 0 | 0 | 2024-12-01 | BH Colorado Electric Oper Co | Regulated Electric (122) | X DNU # 215 (T) Hyde Park- West | WPC Transmission Line # 215 ( T) Hyde Park- West Station | 135500 | Pole, Wood: 7911000000 | 9803367 | POLE, WOOD | 1995-07-01 | 1995-07-01 | WCDXFER
0 | 0 | 0 | 0 | 2024-12-01 | BH Colorado Electric Oper Co | Regulated Electric (122) | X DNU # 215 (T) Hyde Park- West | WPC Transmission Line # 215 ( T) Hyde Park- West Station | 135500 | Pole, Wood: 7911000000 | 9803132 | POLE, WOOD | 1960-07-01 | 1960-07-01 | WCDXFER
0 | 0 | 0 | 0 | 2024-12-01 | BH Colorado Electric Oper Co | Regulated Electric (122) | X DNU # 215 (T) Hyde Park- West | WPC Transmission Line # 215 ( T) Hyde Park- West Station | 135500 | Pole, Wood: 7911000000 | 9803135 | POLE, WOOD | 1981-07-01 | 1981-07-01 | WCDXFER
0 | 0 | 0 | 0 | 2024-12-01 | BH Colorado Electric Oper Co | Regulated Electric (122) | X DNU # 215 (T) Hyde Park- West | WPC Transmission Line # 215 ( T) Hyde Park- West Station | 135500 | Pole, Wood: 7911000000 | 9803393 | POLE, WOOD | 1981-07-01 | 1981-07-01 | WCDXFER
0 | 0 | 0 | 0 | 2024-12-01 | BH Colorado Electric Oper Co | Regulated Electric (122) | X DNU # 215 (T) Hyde Park- West | WPC Transmission Line # 215 ( T) Hyde Park- West Station | 135500 | Pole, Wood: 7911000000 | 9802979 | POLE, WOOD | 1953-07-01 | 1953-07-01 | WCDXFER
0 | 0 | 0 | 0 | 2024-12-01 | BH Colorado Electric Oper Co | Regulated Electric (122) | X DNU # 215 (T) Hyde Park- West | WPC Transmission Line # 215 ( T) Hyde Park- West Station | 135500 | Pole, Wood: 7911000000 | 9804925 | POLE, WOOD | 1973-07-01 | 1973-07-01 | WCDXFER
0 | 0 | 0 | 0 | 2024-12-01 | BH Colorado Electric Oper Co | Regulated Electric (122) | X DNU # 215 (T) Hyde Park- West | WPC Transmission Line # 215 ( T) Hyde Park- West Station | 135500 | Pole, Wood: 7911000000 | 9804947 | POLE, WOOD | 1953-07-01 | 1953-07-01 | WCDXFER
0 | 0 | 0 | 0 | 2024-12-01 | BH Colorado Electric Oper Co | Regulated Electric (122) | X DNU # 215 (T) Hyde Park- West | WPC Transmission Line # 215 ( T) Hyde Park- West Station | 135500 | Pole, Wood: 7911000000 | 9816549 | POLE, WOOD | 2004-02-27 | 2004-01-01 | 7105215131
0 | 0 | 0 | 0 | 2024-12-01 | BH Colorado Electric Oper Co | Regulated Electric (122) | X DNU # 215 (T) Hyde Park- West | WPC Transmission Line # 215 ( T) Hyde Park- West Station | 135500 | Pole, Wood: 7911000000 | 9804927 | POLE, WOOD | 1987-07-01 | 1987-07-01 | WCDXFER
0 | 0 | 0 | 0 | 2024-12-01 | BH Colorado Electric Oper Co | Regulated Electric (122) | X DNU # 215 (T) Hyde Park- West | WPC Transmission Line # 215 ( T) Hyde Park- West Station | 135500 | Pole, Wood: 7911000000 | 9803351 | POLE, WOOD | 1981-07-01 | 1981-07-01 | WCDXFER
0 | 0 | 0 | 0 | 2024-12-01 | BH Colorado Electric Oper Co | Regulated Electric (122) | X DNU # 215 (T) Hyde Park- West | WPC Transmission Line # 215 ( T) Hyde Park- West Station | 135500 | Pole, Wood: 7911000000 | 9803241 | POLE, WOOD | 1965-07-01 | 1965-07-01 | WCDXFER
0 | 0 | 0 | 0 | 2024-12-01 | BH Colorado Electric Oper Co | Regulated Electric (122) | X DNU # 215 (T) Hyde Park- West | WPC Transmission Line # 215 ( T) Hyde Park- West Station | 135500 | Pole, Wood: 7911000000 | 9803315 | POLE, WOOD | 1960-07-01 | 1960-07-01 | WCDXFER
0 | 0 | 0 | 0 | 2024-12-01 | BH Colorado Electric Oper Co | Regulated Electric (122) | X DNU # 215 (T) Hyde Park- West | WPC Transmission Line # 215 ( T) Hyde Park- West Station | 135500 | Pole, Wood: 7911000000 | 9803394 | POLE, WOOD | 1982-07-01 | 1982-07-01 | WCDXFER
0 | 0 | 0 | 0 | 2024-12-01 | BH Colorado Electric Oper Co | Regulated Electric (122) | X DNU # 215 (T) Hyde Park- West | WPC Transmission Line # 215 ( T) Hyde Park- West Station | 135500 | Pole, Wood: 7911000000 | 9802981 | POLE, WOOD | 1962-07-01 | 1962-07-01 | WCDXFER
0 | 0 | 0 | 0 | 2024-12-01 | BH Colorado Electric Oper Co | Regulated Electric (122) | X DNU # 215 (T) Hyde Park- West | WPC Transmission Line # 215 ( T) Hyde Park- West Station | 135500 | Pole, Wood: 7911000000 | 9802931 | POLE, WOOD | 1981-07-01 | 1981-07-01 | WCDXFER
0 | 0 | 0 | 0 | 2024-12-01 | BH Colorado Electric Oper Co | Regulated Electric (122) | X DNU # 215 (T) Hyde Park- West | WPC Transmission Line # 215 ( T) Hyde Park- West Station | 135500 | Pole, Wood: 7911000000 | 9802930 | POLE, WOOD | 1953-07-01 | 1953-07-01 | WCDXFER
0 | 0 | 0 | 0 | 2024-12-01 | BH Colorado Electric Oper Co | Regulated Electric (122) | X DNU # 215 (T) Hyde Park- West | WPC Transmission Line # 215 ( T) Hyde Park- West Station | 135500 | Pole, Wood: 7911000000 | 9803131 | POLE, WOOD | 1953-07-01 | 1953-07-01 | WCDXFER
0 | 0 | 0 | 0 | 2024-12-01 | BH Colorado Electric Oper Co | Regulated Electric (122) | X DNU # 215 (T) Hyde Park- West | WPC Transmission Line # 215 ( T) Hyde Park- West Station | 135500 | Pole, Wood: 7911000000 | 9803240 | POLE, WOOD | 1953-07-01 | 1953-07-01 | WCDXFER
0 | 0 | 0 | 0 | 2024-12-01 | BH Colorado Electric Oper Co | Regulated Electric (122) | X DNU # 215 (T) Hyde Park- West | WPC Transmission Line # 215 ( T) Hyde Park- West Station | 135500 | Pole, Wood: 7911000000 | 9803515 | POLE, WOOD | 1953-07-01 | 1953-07-01 | WCDXFER
0 | 0 | 0 | 0 | 2024-12-01 | BH Colorado Electric Oper Co | Regulated Electric (122) | X DNU # 215 (T) Hyde Park- West | WPC Transmission Line # 215 ( T) Hyde Park- West Station | 135500 | Pole, Wood: 7911000000 | 9804926 | POLE, WOOD | 1977-07-01 | 1977-07-01 | WCDXFER
0 | 0 | 0 | 0 | 2024-12-01 | BH Colorado Electric Oper Co | Regulated Electric (122) | X DNU # 215 (T) Hyde Park- West | WPC Transmission Line # 215 ( T) Hyde Park- West Station | 135500 | Wood 1 Pole 55': 7911015500 | 9974657 | WOOD 1 POLE 55' | 1981-07-01 | 1981-07-01 | CPR Conversion
0 | 0 | 0 | 0 | 2024-12-01 | BH Colorado Electric Oper Co | Regulated Electric (122) | X DNU # 215 (T) Hyde Park- West | WPC Transmission Line # 215 ( T) Hyde Park- West Station | 135500 | Wood 1 Pole 55': 7911015500 | 9974587 | WOOD 1 POLE 55' | 1953-07-01 | 1953-07-01 | CPR Conversion
0 | 0 | 0 | 0 | 2024-12-01 | BH Colorado Electric Oper Co | Regulated Electric (122) | X DNU # 215 (T) Hyde Park- West | WPC Transmission Line # 215 ( T) Hyde Park- West Station | 135500 | Wood 1 Pole 60': 7911016000 | 9724162 | WOOD 1 POLE 60' | 1962-07-01 | 1962-07-01 | CPR Conversion
0 | 0 | 0 | 0 | 2024-12-01 | BH Colorado Electric Oper Co | Regulated Electric (122) | X DNU # 215 (T) Hyde Park- West | WPC Transmission Line # 215 ( T) Hyde Park- West Station | 135500 | Wood 1 Pole 60': 7911016000 | 9728059 | WOOD 1 POLE 60' | 1953-07-01 | 1953-07-01 | CPR Conversion
0 | 0 | 0 | 0 | 2024-12-01 | BH Colorado Electric Oper Co | Regulated Electric (122) | X DNU # 215 (T) Hyde Park- West | WPC Transmission Line # 215 ( T) Hyde Park- West Station | 135500 | Wood 1 Pole 60': 7911016000 | 9974586 | WOOD 1 POLE 60' | 1960-07-01 | 1960-07-01 | CPR Conversion
0 | 0 | 0 | 0 | 2024-12-01 | BH Colorado Electric Oper Co | Regulated Electric (122) | X DNU # 215 (T) Hyde Park- West | WPC Transmission Line # 215 ( T) Hyde Park- West Station | 135500 | Wood 1 Pole 65': 7911016500 | 9974584 | WOOD 1 POLE 65' | 1962-07-01 | 1962-07-01 | CPR Conversion
0 | 0 | 0 | 0 | 2024-12-01 | BH Colorado Electric Oper Co | Regulated Electric (122) | X DNU # 215 (T) Hyde Park- West | WPC Transmission Line # 215 ( T) Hyde Park- West Station | 135500 | Wood 1 Pole 65': 7911016500 | 9693321 | WOOD 1 POLE 65' | 1953-07-01 | 1953-07-01 | CPR Conversion
0 | 0 | 0 | 0 | 2024-12-01 | BH Colorado Electric Oper Co | Regulated Electric (122) | X DNU # 215 (T) Hyde Park- West | WPC Transmission Line # 215 ( T) Hyde Park- West Station | 135500 | Wood 1 Pole 65': 7911016500 | 9974577 | WOOD 1 POLE 65' | 1981-07-01 | 1981-07-01 | CPR Conversion
0 | 0 | 0 | 0 | 2024-12-01 | BH Colorado Electric Oper Co | Regulated Electric (122) | X DNU # 215 (T) Hyde Park- West | WPC Transmission Line # 215 ( T) Hyde Park- West Station | 135500 | Wood 1 Pole 65': 7911016500 | 9974582 | WOOD 1 POLE 65' | 1983-07-01 | 1983-07-01 | CPR Conversion
0 | 0 | 0 | 0 | 2024-12-01 | BH Colorado Electric Oper Co | Regulated Electric (122) | X DNU # 215 (T) Hyde Park- West | WPC Transmission Line # 215 ( T) Hyde Park- West Station | 135500 | Wood 1 Pole 65': 7911016500 | 9974585 | WOOD 1 POLE 65' | 1960-07-01 | 1960-07-01 | CPR Conversion
0 | 0 | 0 | 0 | 2024-12-01 | BH Colorado Electric Oper Co | Regulated Electric (122) | X DNU # 215 (T) Hyde Park- West | WPC Transmission Line # 215 ( T) Hyde Park- West Station | 135500 | Wood 1 Pole 65': 7911016500 | 9974583 | WOOD 1 POLE 65' | 1975-07-01 | 1975-07-01 | CPR Conversion
0 | 0 | 0 | 0 | 2024-12-01 | BH Colorado Electric Oper Co | Regulated Electric (122) | X DNU # 215 (T) Hyde Park- West | WPC Transmission Line # 215 ( T) Hyde Park- West Station | 135500 | Wood 1 Pole 70': 7911017000 | 9773823 | WOOD 1 POLE 70' | 1995-07-01 | 1995-07-01 | CPR Conversion
0 | 0 | 0 | 0 | 2024-12-01 | BH Colorado Electric Oper Co | Regulated Electric (122) | X DNU # 215 (T) Hyde Park- West | WPC Transmission Line # 215 ( T) Hyde Park- West Station | 135500 | Wood 1 Pole 70': 7911017000 | 9974581 | WOOD 1 POLE 70' | 1953-07-01 | 1953-07-01 | CPR Conversion
0 | 0 | 0 | 0 | 2024-12-01 | BH Colorado Electric Oper Co | Regulated Electric (122) | X DNU # 215 (T) Hyde Park- West | WPC Transmission Line # 215 ( T) Hyde Park- West Station | 135500 | Wood 1 Pole 70': 7911017000 | 9974580 | WOOD 1 POLE 70' | 1965-07-01 | 1965-07-01 | CPR Conversion
0 | 0 | 0 | 0 | 2024-12-01 | BH Colorado Electric Oper Co | Regulated Electric (122) | X DNU # 215 (T) Hyde Park- West | WPC Transmission Line # 215 ( T) Hyde Park- West Station | 135500 | Wood 1 Pole 75': 7911017500 | 9974579 | WOOD 1 POLE 75' | 1960-07-01 | 1960-07-01 | CPR Conversion
0 | 0 | 0 | 0 | 2024-12-01 | BH Colorado Electric Oper Co | Regulated Electric (122) | X DNU # 215 (T) Hyde Park- West | WPC Transmission Line # 215 ( T) Hyde Park- West Station | 135500 | Wood 1 Pole 80': 7911018000 | 9701183 | WOOD 1 POLE 80' | 1981-07-01 | 1981-07-01 | CPR Conversion
0 | 0 | 0 | 0 | 2024-12-01 | BH Colorado Electric Oper Co | Regulated Electric (122) | X DNU # 215 (T) Hyde Park- West | WPC Transmission Line # 215 ( T) Hyde Park- West Station | 135500 | Wood 1 Pole 80': 7911018000 | 9974578 | WOOD 1 POLE 80' | 1953-07-01 | 1953-07-01 | CPR Conversion
0 | 0 | 0 | 0 | 2024-12-01 | BH Colorado Electric Oper Co | Regulated Electric (122) | X DNU # 215 (T) Hyde Park- West | WPC Transmission Line # 215 ( T) Hyde Park- West Station | 135500 | Wood 1 Pole 85': 7911018500 | 9698424 | WOOD 1 POLE 85' | 1995-07-01 | 1995-07-01 | CPR Conversion
0 | 0 | 0 | 0 | 2024-12-01 | BH Colorado Electric Oper Co | Regulated Electric (122) | X DNU # 215 (T) Hyde Park- West | WPC Transmission Line # 215 ( T) Hyde Park- West Station | 135500 | Wood 2 Poles 65': 7911026500 | 9701185 | WOOD 2 POLES 65' | 1981-07-01 | 1981-07-01 | CPR Conversion
0 | 0 | 0 | 0 | 2024-12-01 | BH Colorado Electric Oper Co | Regulated Electric (122) | X DNU # 215 (T) Hyde Park- West | WPC Transmission Line # 215 ( T) Hyde Park- West Station | 135500 | Wood 2 Poles 65': 7911026500 | 9974661 | WOOD 2 POLES 65' | 1953-07-01 | 1953-07-01 | CPR Conversion
0 | 0 | 0 | 0 | 2024-12-01 | BH Colorado Electric Oper Co | Regulated Electric (122) | X DNU # 215 (T) Hyde Park- West | WPC Transmission Line # 215 ( T) Hyde Park- West Station | 135500 | Wood 2 Poles 65': 7911026500 | 9974660 | WOOD 2 POLES 65' | 1982-07-01 | 1982-07-01 | CPR Conversion
0 | 0 | 0 | 0 | 2024-12-01 | BH Colorado Electric Oper Co | Regulated Electric (122) | X DNU # 215 (T) Hyde Park- West | WPC Transmission Line # 215 ( T) Hyde Park- West Station | 135500 | Wood 2 Poles 75': 7911027500 | 9974576 | WOOD 2 POLES 75' | 1973-07-01 | 1973-07-01 | CPR Conversion
0 | 0 | 0 | 0 | 2024-12-01 | BH Colorado Electric Oper Co | Regulated Electric (122) | X DNU # 215 (T) Hyde Park- West | WPC Transmission Line # 215 ( T) Hyde Park- West Station | 135500 | Wood 2 Poles 75': 7911027500 | 9974575 | WOOD 2 POLES 75' | 1977-07-01 | 1977-07-01 | CPR Conversion
0 | 0 | 0 | 0 | 2024-12-01 | BH Colorado Electric Oper Co | Regulated Electric (122) | X DNU # 215 (T) Hyde Park- West | WPC Transmission Line # 215 ( T) Hyde Park- West Station | 135500 | Wood 2 Poles 75': 7911027500 | 9974574 | WOOD 2 POLES 75' | 1987-07-01 | 1987-07-01 | CPR Conversion
0 | 0 | 0 | 0 | 2024-12-01 | BH Colorado Electric Oper Co | Regulated Electric (122) | X DNU # 215 (T) Hyde Park- West | WPC Transmission Line # 215 ( T) Hyde Park- West Station | 135500 | Wood 3 Poles 65': 7911046500 | 9974656 | WOOD 3 POLES 65' | 1953-07-01 | 1953-07-01 | CPR Conversion
0 | 0 | 0 | 0 | 2024-12-01 | BH Colorado Electric Oper Co | Regulated Electric (122) | X DNU # 215 (T) Hyde Park- West | WPC Transmission Line # 215 ( T) Hyde Park- West Station | 135500 | Wood 3 Poles 70': 7911047000 | 9974658 | WOOD 3 POLES 70' | 1953-07-01 | 1953-07-01 | CPR Conversion
0 | 0 | 0 | 0 | 2024-12-01 | BH Colorado Electric Oper Co | Regulated Electric (122) | X DNU # 215 (T) Hyde Park- West | WPC Transmission Line # 215 ( T) Hyde Park- West Station | 135500 | Wood 3 Poles 70': 7911047000 | 9974659 | WOOD 3 POLES 70' | 1981-07-01 | 1981-07-01 | CPR Conversion
0 | 0 | 0 | 0 | 2024-12-01 | BH Colorado Electric Oper Co | Regulated Electric (122) | X DNU # 215 (T) Hyde Park- West | WPC Transmission Line # 215 ( T) Hyde Park- West Station | 135600 | Cable, Oh-Duplex 6 & Sma: 0842070000 | 9818425 | CABLE, OH-DUPLEX SIZE 6 & SMALLER | 2004-02-27 | 2004-01-01 | 10019127
0 | 0 | 0 | 0 | 2024-12-01 | BH Colorado Electric Oper Co | Regulated Electric (122) | X DNU # 215 (T) Hyde Park- West | WPC Transmission Line # 215 ( T) Hyde Park- West Station | 135600 | Conductor, Oh Acsr Bare 795 Mcm: 1681097950 | 12550886 | Conductor, Oh Acsr Bare 795 Mcm | 2014-01-17 | 2014-01-01 | 10047726
0 | 0 | 0 | 0 | 2024-12-01 | BH Colorado Electric Oper Co | Regulated Electric (122) | X DNU # 215 (T) Hyde Park- West | WPC Transmission Line # 215 ( T) Hyde Park- West Station | 135600 | Conductor, Oh Copper Poly/WP 1/0: 1684050000 | 9773825 | CONDUCTOR, OH-CU,POLY-1/0 | 1995-07-01 | 1995-07-01 | CPR Conversion
0 | 0 | 0 | 0 | 2024-12-01 | BH Colorado Electric Oper Co | Regulated Electric (122) | X DNU # 215 (T) Hyde Park- West | WPC Transmission Line # 215 ( T) Hyde Park- West Station | 135600 | Conductor, Oh: 1681000000 | 9724168 | TRANSMISSION LINES-CONDUCTOR | 1981-07-01 | 1981-07-01 | CPR Conversion
0 | 0 | 0 | 0 | 2024-12-01 | BH Colorado Electric Oper Co | Regulated Electric (122) | X DNU # 215 (T) Hyde Park- West | WPC Transmission Line # 215 ( T) Hyde Park- West Station | 135600 | Conductor, Oh: 1681000000 | 9974655 | CONDUCTOR, OVERHEAD | 1953-07-01 | 1953-07-01 | CPR Conversion
0 | 0 | 0 | 0 | 2024-12-01 | BH Colorado Electric Oper Co | Regulated Electric (122) | X DNU # 215 (T) Hyde Park- West | WPC Transmission Line # 215 ( T) Hyde Park- West Station | 135600 | Estimated Additions: 0010000000 | 9818207 | Repl 3 pole Struc-Ln 215 | 2004-02-27 | 2004-11-01 | 10019127
0 | 0 | 0 | 0 | 2024-12-01 | BH Colorado Electric Oper Co | Regulated Electric (122) | X DNU # 215 (T) Hyde Park- West | WPC Transmission Line # 215 ( T) Hyde Park- West Station | 135600 | Estimated Additions: 0010000000 | 10764698 | Pueblo Plant Sub-West Station | 2004-02-01 | 2011-03-01 | 7105215131
0 | 0 | 0 | 0 | 2024-12-01 | BH Colorado Electric Oper Co | Regulated Electric (122) | X DNU # 215 (T) Hyde Park- West | WPC Transmission Line # 215 ( T) Hyde Park- West Station | 135600 | Estimated Additions: 0010000000 | 9742930 | Pueblo Plant Sub-West Station | 2007-10-01 | 2007-10-01 | 7105215131
0 | 0 | 0 | 0 | 2024-12-01 | BH Colorado Electric Oper Co | Regulated Electric (122) | X DNU # 215 (T) Hyde Park- West | WPC Transmission Line # 215 ( T) Hyde Park- West Station | 135600 | FIBER OPTIC GROUND WIRE: 1683000000 | 12550855 | OPGW | 2014-01-17 | 2014-01-01 | 10047726
0 | 0 | 0 | 0 | 2024-12-01 | BH Colorado Electric Oper Co | Regulated Electric (122) | X DNU # 215 (T) Hyde Park- West | WPC Transmission Line # 215 ( T) Hyde Park- West Station | 135600 | Post Insulators: 4272000000 | 9773824 | POST INSULATORS | 1995-07-01 | 1995-07-01 | CPR Conversion
0 | 0 | 0 | 0 | 2024-12-01 | BH Colorado Electric Oper Co | Regulated Electric (122) | X DNU # 215 (T) Hyde Park- West | WPC Transmission Line # 215 ( T) Hyde Park- West Station | 135600 | Post Insulators: 4272000000 | 9816551 | POST INSULATORS | 2004-02-01 | 2004-01-01 | 7105215131
0 | 0 | 0 | 0 | 2024-12-01 | BH Colorado Electric Oper Co | Regulated Electric (122) | X DNU # 215 (T) Hyde Park- West | WPC Transmission Line # 215 ( T) Hyde Park- West Station | 135600 | Post Insulators: 4272000000 | 12550883 | POST INSULATORS | 2014-01-17 | 2014-01-01 | 10047726
0 | 0 | 0 | 0 | 2024-12-01 | BH Colorado Electric Oper Co | Regulated Electric (122) | X DNU # 215 (T) Hyde Park- West | WPC Transmission Line # 215 ( T) Hyde Park- West Station | 135600 | Static Wire (Transmission Lines): 1682000000 | 9974654 | STATIC WIRE (TRANSMISSION LINES) | 1960-07-01 | 1960-07-01 | CPR Conversion
0 | 0 | 0 | 0 | 2024-12-01 | BH Colorado Electric Oper Co | Regulated Electric (122) | X DNU # 215 (T) Hyde Park- West | WPC Transmission Line # 215 ( T) Hyde Park- West Station | 135600 | Static Wire (Transmission Lines): 1682000000 | 9974652 | STATIC WIRE (TRANSMISSION LINE | 1981-07-01 | 1981-07-01 | CPR Conversion
0 | 0 | 0 | 0 | 2024-12-01 | BH Colorado Electric Oper Co | Regulated Electric (122) | X DNU # 215 (T) Hyde Park- West | WPC Transmission Line # 215 ( T) Hyde Park- West Station | 135600 | Static Wire (Transmission Lines): 1682000000 | 12550848 | 3/8" EHS Steel SW | 2014-01-17 | 2014-01-01 | 10047726
0 | 0 | 0 | 0 | 2024-12-01 | BH Colorado Electric Oper Co | Regulated Electric (122) | X DNU # 215 (T) Hyde Park- West | WPC Transmission Line # 215 ( T) Hyde Park- West Station | 135600 | Static Wire (Transmission Lines): 1682000000 | 9974653 | STATIC WIRE (TRANSMISSION LINE | 1953-07-01 | 1953-07-01 | CPR Conversion
0 | 0 | 0 | 0 | 2024-12-01 | BH Colorado Electric Oper Co | Regulated Electric (122) | X DNU # 215 (T) Hyde Park- West | WPC Transmission Line # 215 ( T) Hyde Park- West Station | 135600 | Suspension Insulators: 4273000000 | 9741542 | SUSPENSION INSULATORS | 2008-01-10 | 2008-01-01 | 10024752
0 | 0 | 0 | 0 | 2024-12-01 | BH Colorado Electric Oper Co | Regulated Electric (122) | X DNU # 215 (T) Hyde Park- West | WPC Transmission Line # 215 ( T) Hyde Park- West Station | 135600 | Suspension Insulators: 4273000000 | 9816550 | SUSPENSION INSULATORS | 2004-02-01 | 2004-01-01 | 7105215131
0 | 0 | 0 | 0 | 2024-12-01 | BH Colorado Electric Oper Co | Regulated Electric (122) | X DNU # 215 (T) Hyde Park- West | WPC Transmission Line # 215 ( T) Hyde Park- West Station | 135600 | Suspension Insulators: 4273000000 | 12550858 | SUSPENSION INSULATORS | 2014-01-17 | 2014-01-01 | 10047726
0 | 0 | 0 | 0 | 2024-12-01 | BH Colorado Electric Oper Co | Regulated Electric (122) | X DNU # 215 (T) Hyde Park- West | WPC Transmission Line # 215 ( T) Hyde Park- West Station | 135600 | Suspension Insulators: 4273000000 | 19704925 | Suspension Insulators | 2016-07-01 | 2016-01-01 | 10053964
0 | 0 | 0 | 0 | 2024-12-01 | BH Colorado Electric Oper Co | Regulated Electric (122) | X DNU # 243 (T) Nyberg Sub | WPC Transmission Line # 243 (T) Nyberg - Boone | 135002 | Right-Of-Ways - Non-Depreciable: 4554XXXXXX | 20199985 | Right-Of-Ways - Non-Depreciable | 2015-01-31 | 2015-02-01 | 10050230
0 | 0 | 0 | 0 | 2024-12-01 | BH Colorado Electric Oper Co | Regulated Electric (122) | X DNU # 243 (T) Nyberg Sub | WPC Transmission Line # 243 (T) Nyberg - Boone | 135500 | Anchors: 0140000000 | 20199957 | Anchors | 2015-01-31 | 2015-01-01 | 10050230
0 | 0 | 0 | 0 | 2024-12-01 | BH Colorado Electric Oper Co | Regulated Electric (122) | X DNU # 243 (T) Nyberg Sub | WPC Transmission Line # 243 (T) Nyberg - Boone | 135500 | Crossarm Assemblies, Wood: 7914000000 | 9816906 | CROSSARM ASSEMBLIES, WOOD | 2004-03-01 | 2004-01-01 | 7105243131
0 | 0 | 0 | 0 | 2024-12-01 | BH Colorado Electric Oper Co | Regulated Electric (122) | X DNU # 243 (T) Nyberg Sub | WPC Transmission Line # 243 (T) Nyberg - Boone | 135500 | Crossarm Assemblies, Wood: 7914000000 | 9813648 | CROSSARM ASSEMBLIES, WOOD | 2003-02-01 | 2003-01-01 | 7105243131
0 | 0 | 0 | 0 | 2024-12-01 | BH Colorado Electric Oper Co | Regulated Electric (122) | X DNU # 243 (T) Nyberg Sub | WPC Transmission Line # 243 (T) Nyberg - Boone | 135500 | Crossarm Assemblies, Wood: 7914000000 | 9802855 | CROSSARM ASSEMBLIES, WOOD | 1994-07-01 | 1994-07-01 | WCDXFER
0 | 0 | 0 | 0 | 2024-12-01 | BH Colorado Electric Oper Co | Regulated Electric (122) | X DNU # 243 (T) Nyberg Sub | WPC Transmission Line # 243 (T) Nyberg - Boone | 135500 | Crossarm Assemblies, Wood: 7914000000 | 9816209 | CROSSARM ASSEMBLIES, WOOD | 2003-12-01 | 2003-01-01 | 7105243131
0 | 0 | 0 | 0 | 2024-12-01 | BH Colorado Electric Oper Co | Regulated Electric (122) | X DNU # 243 (T) Nyberg Sub | WPC Transmission Line # 243 (T) Nyberg - Boone | 135500 | Pole, Steel: 7912000000 | 20199988 | Pole, Steel | 2015-01-31 | 2015-02-01 | 10050230
0 | 0 | 0 | 0 | 2024-12-01 | BH Colorado Electric Oper Co | Regulated Electric (122) | X DNU # 243 (T) Nyberg Sub | WPC Transmission Line # 243 (T) Nyberg - Boone | 135500 | Pole, Wood, 65' Or Greater: 6161650000 | 20199970 | Pole, Wood, 65' Or Greater | 2015-01-31 | 2015-01-01 | 10050230
0 | 0 | 0 | 0 | 2024-12-01 | BH Colorado Electric Oper Co | Regulated Electric (122) | X DNU # 243 (T) Nyberg Sub | WPC Transmission Line # 243 (T) Nyberg - Boone | 135500 | Pole, Wood: 7911000000 | 9803510 | POLE, WOOD | 1994-07-01 | 1994-07-01 | WCDXFER
0 | 0 | 0 | 0 | 2024-12-01 | BH Colorado Electric Oper Co | Regulated Electric (122) | X DNU # 243 (T) Nyberg Sub | WPC Transmission Line # 243 (T) Nyberg - Boone | 135500 | Wood 2 Poles 65': 7911026500 | 9974735 | WOOD 2 POLES 65' | 1994-07-01 | 1994-07-01 | CPR Conversion
0 | 0 | 0 | 0 | 2024-12-01 | BH Colorado Electric Oper Co | Regulated Electric (122) | X DNU # 243 (T) Nyberg Sub | WPC Transmission Line # 243 (T) Nyberg - Boone | 135600 | Conductor, Oh Acsr Bare 336.4 Mcm: 1681083360 | 20199976 | Conductor, Oh Acsr Bare 336.4 Mcm | 2015-01-31 | 2015-01-01 | 10050230
0 | 0 | 0 | 0 | 2024-12-01 | BH Colorado Electric Oper Co | Regulated Electric (122) | X DNU # 243 (T) Nyberg Sub | WPC Transmission Line # 243 (T) Nyberg - Boone | 135600 | Conductor, Oh Acsr Bare 4/0: 1681070000 | 20199964 | Conductor, Oh Acsr Bare 4/0 | 2015-01-31 | 2015-01-01 | 10050230
0 | 0 | 0 | 0 | 2024-12-01 | BH Colorado Electric Oper Co | Regulated Electric (122) | X DNU # 243 (T) Nyberg Sub | WPC Transmission Line # 243 (T) Nyberg - Boone | 135600 | Conductor, Oh Acsr Bare 795 Mcm: 1681097950 | 20199979 | Conductor, Oh Acsr Bare 795 Mcm | 2015-01-31 | 2015-01-01 | 10050230
0 | 0 | 0 | 0 | 2024-12-01 | BH Colorado Electric Oper Co | Regulated Electric (122) | X DNU # 243 (T) Nyberg Sub | WPC Transmission Line # 243 (T) Nyberg - Boone | 135600 | DNU Dampers, Vibration: 1680100000 | 20199982 | Dampers, Vibration | 2015-01-31 | 2015-01-01 | 10050230
0 | 0 | 0 | 0 | 2024-12-01 | BH Colorado Electric Oper Co | Regulated Electric (122) | X DNU # 243 (T) Nyberg Sub | WPC Transmission Line # 243 (T) Nyberg - Boone | 135600 | Post Insulators: 4272000000 | 20199973 | Post Insulators | 2015-01-31 | 2015-01-01 | 10050230
0 | 0 | 0 | 0 | 2024-12-01 | BH Colorado Electric Oper Co | Regulated Electric (122) | X DNU # 243 (T) Nyberg Sub | WPC Transmission Line # 243 (T) Nyberg - Boone | 135600 | Suspension Insulators: 4273000000 | 9813649 | SUSPENSION INSULATORS | 2003-02-01 | 2003-01-01 | 7105243131
0 | 0 | 0 | 0 | 2024-12-01 | BH Colorado Electric Oper Co | Regulated Electric (122) | X DNU # 243 (T) Nyberg Sub | WPC Transmission Line # 243 (T) Nyberg - Boone | 135600 | Suspension Insulators: 4273000000 | 20199967 | Suspension Insulators | 2015-01-31 | 2015-01-01 | 10050230
0 | 0 | 0 | 0 | 2024-12-01 | BH Colorado Electric Oper Co | Regulated Electric (122) | X DNU # 247 (T) PDA Tap to PDA | WPC Transmission Line # 247 (T) PDA Tap to PDA Sub | 135002 | Land Rights - Non-Depreciable: 4552XXXXXX | 9996250 | TLINE S8,T20S, R61W | 2004-08-01 | 2005-02-01 | 10016448
0 | 0 | 0 | 0 | 2024-12-01 | BH Colorado Electric Oper Co | Regulated Electric (122) | X DNU # 247 (T) PDA Tap to PDA | WPC Transmission Line # 247 (T) PDA Tap to PDA Sub | 135500 | Anchors: 0140000000 | 9995808 | ANCHORS | 2004-08-01 | 2005-01-01 | 10016448
0 | 0 | 0 | 0 | 2024-12-01 | BH Colorado Electric Oper Co | Regulated Electric (122) | X DNU # 247 (T) PDA Tap to PDA | WPC Transmission Line # 247 (T) PDA Tap to PDA Sub | 135500 | Crossarm Assemblies, Wood: 7914000000 | 9996205 | CROSSARM ASSEMBLIES, WOOD | 2004-08-01 | 2005-01-01 | 10016448
1 | 0 | 0 | 0 | 2024-12-01 | BH Colorado Electric Oper Co | Regulated Electric (122) | X DNU # 247 (T) PDA Tap to PDA | WPC Transmission Line # 247 (T) PDA Tap to PDA Sub | 135500 | Estimated Additions: 0010000000 | 9818763 | Const new 115kv PDA T-line tap | 2004-08-01 | 2005-02-01 | 10016448
0 | 0 | 0 | 0 | 2024-12-01 | BH Colorado Electric Oper Co | Regulated Electric (122) | X DNU # 247 (T) PDA Tap to PDA | WPC Transmission Line # 247 (T) PDA Tap to PDA Sub | 135500 | Estimated Additions: 0010000000 | 9710630 | Const new 115kv PDA T-line tap | 2004-08-01 | 2008-05-01 | 10016448
0 | 0 | 0 | 0 | 2024-12-01 | BH Colorado Electric Oper Co | Regulated Electric (122) | X DNU # 247 (T) PDA Tap to PDA | WPC Transmission Line # 247 (T) PDA Tap to PDA Sub | 135500 | Guys: 4060000000 | 9995806 | GUYS | 2004-08-01 | 2005-01-01 | 10016448
0 | 0 | 0 | 0 | 2024-12-01 | BH Colorado Electric Oper Co | Regulated Electric (122) | X DNU # 247 (T) PDA Tap to PDA | WPC Transmission Line # 247 (T) PDA Tap to PDA Sub | 135500 | Pole, Steel: 7912000000 | 9995803 | POLE, STEEL | 2004-08-01 | 2005-01-01 | 10016448
0 | 0 | 0 | 0 | 2024-12-01 | BH Colorado Electric Oper Co | Regulated Electric (122) | X DNU # 247 (T) PDA Tap to PDA | WPC Transmission Line # 247 (T) PDA Tap to PDA Sub | 135500 | Pole, Wood: 7911000000 | 9742416 | POLE, WOOD | 2004-08-01 | 2008-01-01 | 10016448
0 | 0 | 0 | 0 | 2024-12-01 | BH Colorado Electric Oper Co | Regulated Electric (122) | X DNU # 247 (T) PDA Tap to PDA | WPC Transmission Line # 247 (T) PDA Tap to PDA Sub | 135500 | Pole, Wood: 7911000000 | 9995804 | POLE, WOOD | 2004-08-01 | 2005-01-01 | 10016448
0 | 0 | 0 | 0 | 2024-12-01 | BH Colorado Electric Oper Co | Regulated Electric (122) | X DNU # 247 (T) PDA Tap to PDA | WPC Transmission Line # 247 (T) PDA Tap to PDA Sub | 135600 | Conductor, Oh Trans & Dist Bare: 1686000000 | 9995802 | CONDUCTOR, OH TRANS & DIST BARE | 2004-08-01 | 2005-01-01 | 10016448
0 | 0 | 0 | 0 | 2024-12-01 | BH Colorado Electric Oper Co | Regulated Electric (122) | X DNU # 247 (T) PDA Tap to PDA | WPC Transmission Line # 247 (T) PDA Tap to PDA Sub | 135600 | Estimated Additions: 0010000000 | 9688035 | Const new 115kv PDA T-line tap | 2004-08-01 | 2008-05-01 | 10016448
1 | 0 | 0 | 0 | 2024-12-01 | BH Colorado Electric Oper Co | Regulated Electric (122) | X DNU # 247 (T) PDA Tap to PDA | WPC Transmission Line # 247 (T) PDA Tap to PDA Sub | 135600 | Estimated Additions: 0010000000 | 9818762 | Const new 115kv PDA T-line tap | 2004-08-01 | 2005-02-01 | 10016448
0 | 0 | 0 | 0 | 2024-12-01 | BH Colorado Electric Oper Co | Regulated Electric (122) | X DNU # 247 (T) PDA Tap to PDA | WPC Transmission Line # 247 (T) PDA Tap to PDA Sub | 135600 | Static Wire (Transmission Lines): 1682000000 | 9995807 | STATIC WIRE (TRANSMISSION LINES) | 2004-08-01 | 2005-01-01 | 10016448
0 | 0 | 0 | 0 | 2024-12-01 | BH Colorado Electric Oper Co | Regulated Electric (122) | X DNU # 247 (T) PDA Tap to PDA | WPC Transmission Line # 247 (T) PDA Tap to PDA Sub | 135600 | Suspension Insulators: 4273000000 | 9996199 | SUSPENSION INSULATORS | 2004-08-01 | 2005-01-01 | 10016448
0 | 0 | 0 | 0 | 2024-12-01 | BH Colorado Electric Oper Co | Regulated Electric (122) | X DNU # 247 (T) PDA Tap to PDA | WPC Transmission Line # 247 (T) PDA Tap to PDA Sub | 135600 | Switches - Not Available: 7980000000 | 9995805 | SECO 3 WAY MOTORIZED SWITCH | 2004-08-01 | 2005-01-01 | 10016448
0 | 0 | 0 | 0 | 2024-12-01 | BH Colorado Electric Oper Co | Regulated Electric (122) | X DNU # 262 (T) Pueblo Plant | WPC Transmission Line # 262 (T) Pueblo Plant #88 | 135001 | Land: 4481XXXXXX | 9868932 | LAND - TRACT 38 | 1981-07-01 | 1981-07-01 | CPR Conversion
0 | 0 | 0 | 0 | 2024-12-01 | BH Colorado Electric Oper Co | Regulated Electric (122) | X DNU # 262 (T) Pueblo Plant | WPC Transmission Line # 262 (T) Pueblo Plant #88 | 135002 | Land Rights - Non-Depreciable: 4552XXXXXX | 9870101 | T-LIN S06 T21 R64 | 1978-07-01 | 1978-07-01 | CPR Conversion
0 | 0 | 0 | 0 | 2024-12-01 | BH Colorado Electric Oper Co | Regulated Electric (122) | X DNU # 262 (T) Pueblo Plant | WPC Transmission Line # 262 (T) Pueblo Plant #88 | 135002 | Land Rights - Non-Depreciable: 4552XXXXXX | 9870098 | T-LIN S01 T21 R65 | 1965-07-01 | 1965-07-01 | CPR Conversion
0 | 0 | 0 | 0 | 2024-12-01 | BH Colorado Electric Oper Co | Regulated Electric (122) | X DNU # 262 (T) Pueblo Plant | WPC Transmission Line # 262 (T) Pueblo Plant #88 | 135002 | Land Rights - Non-Depreciable: 4552XXXXXX | 9870100 | T-LIN S07 T21 R64 | 1978-07-01 | 1978-07-01 | CPR Conversion
0 | 0 | 0 | 0 | 2024-12-01 | BH Colorado Electric Oper Co | Regulated Electric (122) | X DNU # 262 (T) Pueblo Plant | WPC Transmission Line # 262 (T) Pueblo Plant #88 | 135002 | Land Rights - Non-Depreciable: 4552XXXXXX | 9870104 | T-LIN S01 T21 R65 | 1980-07-01 | 1980-07-01 | CPR Conversion
0 | 0 | 0 | 0 | 2024-12-01 | BH Colorado Electric Oper Co | Regulated Electric (122) | X DNU # 262 (T) Pueblo Plant | WPC Transmission Line # 262 (T) Pueblo Plant #88 | 135002 | Land Rights - Non-Depreciable: 4552XXXXXX | 9870102 | T-LIN S01 T21 R65 | 1978-07-01 | 1978-07-01 | CPR Conversion
0 | 0 | 0 | 0 | 2024-12-01 | BH Colorado Electric Oper Co | Regulated Electric (122) | X DNU # 262 (T) Pueblo Plant | WPC Transmission Line # 262 (T) Pueblo Plant #88 | 135002 | Land Rights - Non-Depreciable: 4552XXXXXX | 9870103 | T-LIN S06 T21 R64 | 1980-07-01 | 1980-07-01 | CPR Conversion
0 | 0 | 0 | 0 | 2024-12-01 | BH Colorado Electric Oper Co | Regulated Electric (122) | X DNU # 262 (T) Pueblo Plant | WPC Transmission Line # 262 (T) Pueblo Plant #88 | 135002 | Land Rights - Non-Depreciable: 4552XXXXXX | 9718851 | T-LIN S09 T21 R61 | 1982-07-01 | 1982-07-01 | CPR Conversion
0 | 0 | 0 | 0 | 2024-12-01 | BH Colorado Electric Oper Co | Regulated Electric (122) | X DNU # 262 (T) Pueblo Plant | WPC Transmission Line # 262 (T) Pueblo Plant #88 | 135002 | Land Rights - Non-Depreciable: 4552XXXXXX | 9727123 | T-LIN S07 T21 R64 | 1980-07-01 | 1980-07-01 | CPR Conversion
0 | 0 | 0 | 0 | 2024-12-01 | BH Colorado Electric Oper Co | Regulated Electric (122) | X DNU # 262 (T) Pueblo Plant | WPC Transmission Line # 262 (T) Pueblo Plant #88 | 135002 | Land Rights - Non-Depreciable: 4552XXXXXX | 9870105 | T-LIN S07 T21 R64 | 1937-07-01 | 1937-07-01 | CPR Conversion
0 | 0 | 0 | 0 | 2024-12-01 | BH Colorado Electric Oper Co | Regulated Electric (122) | X DNU # 262 (T) Pueblo Plant | WPC Transmission Line # 262 (T) Pueblo Plant #88 | 135002 | Land Rights - Non-Depreciable: 4552XXXXXX | 9870099 | T-LIN S01 T21 R65 | 1976-07-01 | 1976-07-01 | CPR Conversion
0 | 0 | 0 | 0 | 2024-12-01 | BH Colorado Electric Oper Co | Regulated Electric (122) | X DNU # 262 (T) Pueblo Plant | WPC Transmission Line # 262 (T) Pueblo Plant #88 | 135002 | Land Rights - Non-Depreciable: 4552XXXXXX | 9691245 | T-LIN S06 T21 R64 | 1965-07-01 | 1965-07-01 | CPR Conversion
0 | 0 | 0 | 0 | 2024-12-01 | BH Colorado Electric Oper Co | Regulated Electric (122) | X DNU # 262 (T) Pueblo Plant | WPC Transmission Line # 262 (T) Pueblo Plant #88 | 135300 | Pin Insulators: 4271000000 | 9816546 | PIN INSULATORS | 2004-02-01 | 2004-01-01 | 7105262131
0 | 0 | 0 | 0 | 2024-12-01 | BH Colorado Electric Oper Co | Regulated Electric (122) | X DNU # 262 (T) Pueblo Plant | WPC Transmission Line # 262 (T) Pueblo Plant #88 | 135500 | Crossarm Assemblies, Wood: 7914000000 | 9802863 | CROSSARM ASSEMBLIES, WOOD | 1975-07-01 | 1975-07-01 | WCDXFER
0 | 0 | 0 | 0 | 2024-12-01 | BH Colorado Electric Oper Co | Regulated Electric (122) | X DNU # 262 (T) Pueblo Plant | WPC Transmission Line # 262 (T) Pueblo Plant #88 | 135500 | Crossarm Assemblies, Wood: 7914000000 | 9802516 | CROSSARM ASSEMBLIES, WOOD | 1979-07-01 | 1979-07-01 | WCDXFER
0 | 0 | 0 | 0 | 2024-12-01 | BH Colorado Electric Oper Co | Regulated Electric (122) | X DNU # 262 (T) Pueblo Plant | WPC Transmission Line # 262 (T) Pueblo Plant #88 | 135500 | Crossarm Assemblies, Wood: 7914000000 | 9802825 | CROSSARM ASSEMBLIES, WOOD | 1972-07-01 | 1972-07-01 | WCDXFER
0 | 0 | 0 | 0 | 2024-12-01 | BH Colorado Electric Oper Co | Regulated Electric (122) | X DNU # 262 (T) Pueblo Plant | WPC Transmission Line # 262 (T) Pueblo Plant #88 | 135500 | Crossarm Assemblies, Wood: 7914000000 | 9802826 | CROSSARM ASSEMBLIES, WOOD | 1980-07-01 | 1980-07-01 | WCDXFER
0 | 0 | 0 | 0 | 2024-12-01 | BH Colorado Electric Oper Co | Regulated Electric (122) | X DNU # 262 (T) Pueblo Plant | WPC Transmission Line # 262 (T) Pueblo Plant #88 | 135500 | Crossarm Assemblies, Wood: 7914000000 | 9802739 | CROSSARM ASSEMBLIES, WOOD | 1980-07-01 | 1980-07-01 | WCDXFER
0 | 0 | 0 | 0 | 2024-12-01 | BH Colorado Electric Oper Co | Regulated Electric (122) | X DNU # 262 (T) Pueblo Plant | WPC Transmission Line # 262 (T) Pueblo Plant #88 | 135500 | Crossarm Assemblies, Wood: 7914000000 | 9802652 | CROSSARM ASSEMBLIES, WOOD | 1980-07-01 | 1980-07-01 | WCDXFER
0 | 0 | 0 | 0 | 2024-12-01 | BH Colorado Electric Oper Co | Regulated Electric (122) | X DNU # 262 (T) Pueblo Plant | WPC Transmission Line # 262 (T) Pueblo Plant #88 | 135500 | Crossarm Assemblies, Wood: 7914000000 | 9802517 | CROSSARM ASSEMBLIES, WOOD | 1980-07-01 | 1980-07-01 | WCDXFER
0 | 0 | 0 | 0 | 2024-12-01 | BH Colorado Electric Oper Co | Regulated Electric (122) | X DNU # 262 (T) Pueblo Plant | WPC Transmission Line # 262 (T) Pueblo Plant #88 | 135500 | Crossarm Assemblies, Wood: 7914000000 | 9802650 | CROSSARM ASSEMBLIES, WOOD | 1967-07-01 | 1967-07-01 | WCDXFER
0 | 0 | 0 | 0 | 2024-12-01 | BH Colorado Electric Oper Co | Regulated Electric (122) | X DNU # 262 (T) Pueblo Plant | WPC Transmission Line # 262 (T) Pueblo Plant #88 | 135500 | Crossarm Assemblies, Wood: 7914000000 | 9802803 | CROSSARM ASSEMBLIES, WOOD | 1979-07-01 | 1979-07-01 | WCDXFER
0 | 0 | 0 | 0 | 2024-12-01 | BH Colorado Electric Oper Co | Regulated Electric (122) | X DNU # 262 (T) Pueblo Plant | WPC Transmission Line # 262 (T) Pueblo Plant #88 | 135500 | Crossarm Assemblies, Wood: 7914000000 | 9802801 | CROSSARM ASSEMBLIES, WOOD | 1968-07-01 | 1968-07-01 | WCDXFER
0 | 0 | 0 | 0 | 2024-12-01 | BH Colorado Electric Oper Co | Regulated Electric (122) | X DNU # 262 (T) Pueblo Plant | WPC Transmission Line # 262 (T) Pueblo Plant #88 | 135500 | Crossarm Assemblies, Wood: 7914000000 | 14913231 | CROSS ARM ASSEMBLYS 26' | 2015-06-30 | 2016-03-01 | 10051845
0 | 0 | 0 | 0 | 2024-12-01 | BH Colorado Electric Oper Co | Regulated Electric (122) | X DNU # 262 (T) Pueblo Plant | WPC Transmission Line # 262 (T) Pueblo Plant #88 | 135500 | Crossarm Assemblies, Wood: 7914000000 | 9802802 | CROSSARM ASSEMBLIES, WOOD | 1976-07-01 | 1976-07-01 | WCDXFER
0 | 0 | 0 | 0 | 2024-12-01 | BH Colorado Electric Oper Co | Regulated Electric (122) | X DNU # 262 (T) Pueblo Plant | WPC Transmission Line # 262 (T) Pueblo Plant #88 | 135500 | Crossarm Assemblies, Wood: 7914000000 | 9802515 | CROSSARM ASSEMBLIES, WOOD | 1967-07-01 | 1967-07-01 | WCDXFER
0 | 0 | 0 | 0 | 2024-12-01 | BH Colorado Electric Oper Co | Regulated Electric (122) | X DNU # 262 (T) Pueblo Plant | WPC Transmission Line # 262 (T) Pueblo Plant #88 | 135500 | Crossarm Assemblies, Wood: 7914000000 | 9802864 | CROSSARM ASSEMBLIES, WOOD | 1980-07-01 | 1980-07-01 | WCDXFER
0 | 0 | 0 | 0 | 2024-12-01 | BH Colorado Electric Oper Co | Regulated Electric (122) | X DNU # 262 (T) Pueblo Plant | WPC Transmission Line # 262 (T) Pueblo Plant #88 | 135500 | Crossarm Assemblies, Wood: 7914000000 | 9816545 | CROSSARM ASSEMBLIES, WOOD | 2004-02-01 | 2004-01-01 | 7105262131
0 | 0 | 0 | 0 | 2024-12-01 | BH Colorado Electric Oper Co | Regulated Electric (122) | X DNU # 262 (T) Pueblo Plant | WPC Transmission Line # 262 (T) Pueblo Plant #88 | 135500 | Crossarm Assemblies, Wood: 7914000000 | 9802804 | CROSSARM ASSEMBLIES, WOOD | 1980-07-01 | 1980-07-01 | WCDXFER
0 | 0 | 0 | 0 | 2024-12-01 | BH Colorado Electric Oper Co | Regulated Electric (122) | X DNU # 262 (T) Pueblo Plant | WPC Transmission Line # 262 (T) Pueblo Plant #88 | 135500 | Crossarm Assemblies, Wood: 7914000000 | 9802651 | CROSSARM ASSEMBLIES, WOOD | 1979-07-01 | 1979-07-01 | WCDXFER
0 | 0 | 0 | 0 | 2024-12-01 | BH Colorado Electric Oper Co | Regulated Electric (122) | X DNU # 262 (T) Pueblo Plant | WPC Transmission Line # 262 (T) Pueblo Plant #88 | 135500 | Estimated Additions: 0010000000 | 14542210 | This project is to replace the structures that were distroyed in the storm that hit pueblo on june 23 2015 | 2015-06-30 | 2016-03-01 | 10051845
0 | 0 | 0 | 0 | 2024-12-01 | BH Colorado Electric Oper Co | Regulated Electric (122) | X DNU # 262 (T) Pueblo Plant | WPC Transmission Line # 262 (T) Pueblo Plant #88 | 135500 | Estimated Additions: 0010000000 | 14696731 | This project is to replace the structures that were distroyed in the storm that hit pueblo on june 23 2015 | 2015-06-30 | 2016-04-01 | 10051845
0 | 0 | 0 | 0 | 2024-12-01 | BH Colorado Electric Oper Co | Regulated Electric (122) | X DNU # 262 (T) Pueblo Plant | WPC Transmission Line # 262 (T) Pueblo Plant #88 | 135500 | Pole, Wood, 65' Or Greater: 6161650000 | 14913224 | POLE: WOOD 65' | 2015-06-30 | 2016-01-01 | 10051845
0 | 0 | 0 | 0 | 2024-12-01 | BH Colorado Electric Oper Co | Regulated Electric (122) | X DNU # 262 (T) Pueblo Plant | WPC Transmission Line # 262 (T) Pueblo Plant #88 | 135500 | Pole, Wood: 6161000000 | 11637537 | Pole, Wood | 2008-12-01 | 2008-01-01 | 7105262131
0 | 0 | 0 | 0 | 2024-12-01 | BH Colorado Electric Oper Co | Regulated Electric (122) | X DNU # 262 (T) Pueblo Plant | WPC Transmission Line # 262 (T) Pueblo Plant #88 | 135500 | Pole, Wood: 7911000000 | 9816207 | POLE, WOOD | 2003-12-01 | 2003-01-01 | 7105262131
0 | 0 | 0 | 0 | 2024-12-01 | BH Colorado Electric Oper Co | Regulated Electric (122) | X DNU # 262 (T) Pueblo Plant | WPC Transmission Line # 262 (T) Pueblo Plant #88 | 135500 | Pole, Wood: 7911000000 | 9803508 | POLE, WOOD | 1975-07-01 | 1975-07-01 | WCDXFER
0 | 0 | 0 | 0 | 2024-12-01 | BH Colorado Electric Oper Co | Regulated Electric (122) | X DNU # 262 (T) Pueblo Plant | WPC Transmission Line # 262 (T) Pueblo Plant #88 | 135500 | Pole, Wood: 7911000000 | 9803374 | POLE, WOOD | 1968-07-01 | 1968-07-01 | WCDXFER
0 | 0 | 0 | 0 | 2024-12-01 | BH Colorado Electric Oper Co | Regulated Electric (122) | X DNU # 262 (T) Pueblo Plant | WPC Transmission Line # 262 (T) Pueblo Plant #88 | 135500 | Pole, Wood: 7911000000 | 9803277 | POLE, WOOD | 1980-07-01 | 1980-07-01 | WCDXFER
0 | 0 | 0 | 0 | 2024-12-01 | BH Colorado Electric Oper Co | Regulated Electric (122) | X DNU # 262 (T) Pueblo Plant | WPC Transmission Line # 262 (T) Pueblo Plant #88 | 135500 | Pole, Wood: 7911000000 | 9803362 | POLE, WOOD | 1980-07-01 | 1980-07-01 | WCDXFER
0 | 0 | 0 | 0 | 2024-12-01 | BH Colorado Electric Oper Co | Regulated Electric (122) | X DNU # 262 (T) Pueblo Plant | WPC Transmission Line # 262 (T) Pueblo Plant #88 | 135500 | Pole, Wood: 7911000000 | 9803190 | POLE, WOOD | 1980-07-01 | 1980-07-01 | WCDXFER
0 | 0 | 0 | 0 | 2024-12-01 | BH Colorado Electric Oper Co | Regulated Electric (122) | X DNU # 262 (T) Pueblo Plant | WPC Transmission Line # 262 (T) Pueblo Plant #88 | 135500 | Pole, Wood: 7911000000 | 9733488 | POLE, WOOD | 2008-12-01 | 2008-01-01 | 7105262131
0 | 0 | 0 | 0 | 2024-12-01 | BH Colorado Electric Oper Co | Regulated Electric (122) | X DNU # 262 (T) Pueblo Plant | WPC Transmission Line # 262 (T) Pueblo Plant #88 | 135500 | Pole, Wood: 7911000000 | 9803339 | POLE, WOOD | 1976-07-01 | 1976-07-01 | WCDXFER
0 | 0 | 0 | 0 | 2024-12-01 | BH Colorado Electric Oper Co | Regulated Electric (122) | X DNU # 262 (T) Pueblo Plant | WPC Transmission Line # 262 (T) Pueblo Plant #88 | 135500 | Pole, Wood: 7911000000 | 9803188 | POLE, WOOD | 1967-07-01 | 1967-07-01 | WCDXFER
0 | 0 | 0 | 0 | 2024-12-01 | BH Colorado Electric Oper Co | Regulated Electric (122) | X DNU # 262 (T) Pueblo Plant | WPC Transmission Line # 262 (T) Pueblo Plant #88 | 135500 | Pole, Wood: 7911000000 | 9803055 | POLE, WOOD | 1979-07-01 | 1979-07-01 | WCDXFER
0 | 0 | 0 | 0 | 2024-12-01 | BH Colorado Electric Oper Co | Regulated Electric (122) | X DNU # 262 (T) Pueblo Plant | WPC Transmission Line # 262 (T) Pueblo Plant #88 | 135500 | Pole, Wood: 7911000000 | 9803056 | POLE, WOOD | 1980-07-01 | 1980-07-01 | WCDXFER
0 | 0 | 0 | 0 | 2024-12-01 | BH Colorado Electric Oper Co | Regulated Electric (122) | X DNU # 262 (T) Pueblo Plant | WPC Transmission Line # 262 (T) Pueblo Plant #88 | 135500 | Pole, Wood: 7911000000 | 9804942 | POLE, WOOD | 1980-07-01 | 1980-07-01 | WCDXFER
0 | 0 | 0 | 0 | 2024-12-01 | BH Colorado Electric Oper Co | Regulated Electric (122) | X DNU # 262 (T) Pueblo Plant | WPC Transmission Line # 262 (T) Pueblo Plant #88 | 135500 | Pole, Wood: 7911000000 | 9803361 | POLE, WOOD | 1972-07-01 | 1972-07-01 | WCDXFER
0 | 0 | 0 | 0 | 2024-12-01 | BH Colorado Electric Oper Co | Regulated Electric (122) | X DNU # 262 (T) Pueblo Plant | WPC Transmission Line # 262 (T) Pueblo Plant #88 | 135500 | Pole, Wood: 7911000000 | 9803341 | POLE, WOOD | 1980-07-01 | 1980-07-01 | WCDXFER
0 | 0 | 0 | 0 | 2024-12-01 | BH Colorado Electric Oper Co | Regulated Electric (122) | X DNU # 262 (T) Pueblo Plant | WPC Transmission Line # 262 (T) Pueblo Plant #88 | 135500 | Pole, Wood: 7911000000 | 9803340 | POLE, WOOD | 1979-07-01 | 1979-07-01 | WCDXFER
0 | 0 | 0 | 0 | 2024-12-01 | BH Colorado Electric Oper Co | Regulated Electric (122) | X DNU # 262 (T) Pueblo Plant | WPC Transmission Line # 262 (T) Pueblo Plant #88 | 135500 | Pole, Wood: 7911000000 | 9803509 | POLE, WOOD | 1980-07-01 | 1980-07-01 | WCDXFER
0 | 0 | 0 | 0 | 2024-12-01 | BH Colorado Electric Oper Co | Regulated Electric (122) | X DNU # 262 (T) Pueblo Plant | WPC Transmission Line # 262 (T) Pueblo Plant #88 | 135500 | Pole, Wood: 7911000000 | 9803054 | POLE, WOOD | 1967-07-01 | 1967-07-01 | WCDXFER
0 | 0 | 0 | 0 | 2024-12-01 | BH Colorado Electric Oper Co | Regulated Electric (122) | X DNU # 262 (T) Pueblo Plant | WPC Transmission Line # 262 (T) Pueblo Plant #88 | 135500 | Pole, Wood: 7911000000 | 9803189 | POLE, WOOD | 1979-07-01 | 1979-07-01 | WCDXFER
0 | 0 | 0 | 0 | 2024-12-01 | BH Colorado Electric Oper Co | Regulated Electric (122) | X DNU # 262 (T) Pueblo Plant | WPC Transmission Line # 262 (T) Pueblo Plant #88 | 135500 | Wood 1 Pole 60': 7911016000 | 9974890 | WOOD 1 POLE 60' | 1979-07-01 | 1979-07-01 | CPR Conversion
0 | 0 | 0 | 0 | 2024-12-01 | BH Colorado Electric Oper Co | Regulated Electric (122) | X DNU # 262 (T) Pueblo Plant | WPC Transmission Line # 262 (T) Pueblo Plant #88 | 135500 | Wood 1 Pole 60': 7911016000 | 9974889 | WOOD 1 POLE 60' | 1980-07-01 | 1980-07-01 | CPR Conversion
0 | 0 | 0 | 0 | 2024-12-01 | BH Colorado Electric Oper Co | Regulated Electric (122) | X DNU # 262 (T) Pueblo Plant | WPC Transmission Line # 262 (T) Pueblo Plant #88 | 135500 | Wood 1 Pole 60': 7911016000 | 9974891 | WOOD 1 POLE 60' | 1967-07-01 | 1967-07-01 | CPR Conversion
0 | 0 | 0 | 0 | 2024-12-01 | BH Colorado Electric Oper Co | Regulated Electric (122) | X DNU # 262 (T) Pueblo Plant | WPC Transmission Line # 262 (T) Pueblo Plant #88 | 135500 | Wood 1 Pole 65': 7911016500 | 9974886 | WOOD 1 POLE 65' | 1967-07-01 | 1967-07-01 | CPR Conversion
0 | 0 | 0 | 0 | 2024-12-01 | BH Colorado Electric Oper Co | Regulated Electric (122) | X DNU # 262 (T) Pueblo Plant | WPC Transmission Line # 262 (T) Pueblo Plant #88 | 135500 | Wood 1 Pole 65': 7911016500 | 9974885 | WOOD 1 POLE 65' | 1979-07-01 | 1979-07-01 | CPR Conversion
0 | 0 | 0 | 0 | 2024-12-01 | BH Colorado Electric Oper Co | Regulated Electric (122) | X DNU # 262 (T) Pueblo Plant | WPC Transmission Line # 262 (T) Pueblo Plant #88 | 135500 | Wood 1 Pole 65': 7911016500 | 9974884 | WOOD 1 POLE 65' | 1980-07-01 | 1980-07-01 | CPR Conversion
0 | 0 | 0 | 0 | 2024-12-01 | BH Colorado Electric Oper Co | Regulated Electric (122) | X DNU # 262 (T) Pueblo Plant | WPC Transmission Line # 262 (T) Pueblo Plant #88 | 135500 | Wood 1 Pole 70': 7911017000 | 9724188 | WOOD 1 POLE 70' | 1980-07-01 | 1980-07-01 | CPR Conversion
0 | 0 | 0 | 0 | 2024-12-01 | BH Colorado Electric Oper Co | Regulated Electric (122) | X DNU # 262 (T) Pueblo Plant | WPC Transmission Line # 262 (T) Pueblo Plant #88 | 135500 | Wood 1 Pole 80': 7911018000 | 9974894 | WOOD 1 POLE 80' | 1976-07-01 | 1976-07-01 | CPR Conversion
0 | 0 | 0 | 0 | 2024-12-01 | BH Colorado Electric Oper Co | Regulated Electric (122) | X DNU # 262 (T) Pueblo Plant | WPC Transmission Line # 262 (T) Pueblo Plant #88 | 135500 | Wood 1 Pole 80': 7911018000 | 9974892 | WOOD 1 POLE 80' | 1980-07-01 | 1980-07-01 | CPR Conversion
0 | 0 | 0 | 0 | 2024-12-01 | BH Colorado Electric Oper Co | Regulated Electric (122) | X DNU # 262 (T) Pueblo Plant | WPC Transmission Line # 262 (T) Pueblo Plant #88 | 135500 | Wood 1 Pole 80': 7911018000 | 9974893 | WOOD 1 POLE 80' | 1979-07-01 | 1979-07-01 | CPR Conversion
0 | 0 | 0 | 0 | 2024-12-01 | BH Colorado Electric Oper Co | Regulated Electric (122) | X DNU # 262 (T) Pueblo Plant | WPC Transmission Line # 262 (T) Pueblo Plant #88 | 135500 | Wood 1 Pole 80': 7911018000 | 9974895 | WOOD 1 POLE 80' | 1968-07-01 | 1968-07-01 | CPR Conversion
0 | 0 | 0 | 0 | 2024-12-01 | BH Colorado Electric Oper Co | Regulated Electric (122) | X DNU # 262 (T) Pueblo Plant | WPC Transmission Line # 262 (T) Pueblo Plant #88 | 135500 | Wood 1 Pole 85': 7911018500 | 9974888 | WOOD 1 POLE 85' | 1972-07-01 | 1972-07-01 | CPR Conversion
0 | 0 | 0 | 0 | 2024-12-01 | BH Colorado Electric Oper Co | Regulated Electric (122) | X DNU # 262 (T) Pueblo Plant | WPC Transmission Line # 262 (T) Pueblo Plant #88 | 135500 | Wood 1 Pole 85': 7911018500 | 9974887 | WOOD 1 POLE 85' | 1980-07-01 | 1980-07-01 | CPR Conversion
0 | 0 | 0 | 0 | 2024-12-01 | BH Colorado Electric Oper Co | Regulated Electric (122) | X DNU # 262 (T) Pueblo Plant | WPC Transmission Line # 262 (T) Pueblo Plant #88 | 135500 | Wood 2 Poles 65': 7911026500 | 9974882 | WOOD 2 POLES 65' | 1975-07-01 | 1975-07-01 | CPR Conversion
0 | 0 | 0 | 0 | 2024-12-01 | BH Colorado Electric Oper Co | Regulated Electric (122) | X DNU # 262 (T) Pueblo Plant | WPC Transmission Line # 262 (T) Pueblo Plant #88 | 135500 | Wood 2 Poles 65': 7911026500 | 9974883 | WOOD 2 POLES 65' | 1980-07-01 | 1980-07-01 | CPR Conversion
0 | 0 | 0 | 0 | 2024-12-01 | BH Colorado Electric Oper Co | Regulated Electric (122) | X DNU # 262 (T) Pueblo Plant | WPC Transmission Line # 262 (T) Pueblo Plant #88 | 135500 | Wood 3 Poles 70': 7911047000 | 9974881 | WOOD 3 POLES 70' | 1980-07-01 | 1980-07-01 | CPR Conversion
0 | 0 | 0 | 0 | 2024-12-01 | BH Colorado Electric Oper Co | Regulated Electric (122) | X DNU # 262 (T) Pueblo Plant | WPC Transmission Line # 262 (T) Pueblo Plant #88 | 135600 | ARE-Acquired Reserve Elimination: | 20408539 | Acquisition Reserve Elimination | 2004-02-01 | 2016-01-01 | 50507XFER
0 | 0 | 0 | 0 | 2024-12-01 | BH Colorado Electric Oper Co | Regulated Electric (122) | X DNU # 262 (T) Pueblo Plant | WPC Transmission Line # 262 (T) Pueblo Plant #88 | 135600 | Conductor, Oh: 1681000000 | 9974880 | CONDUCTOR, OVERHEAD | 1980-07-01 | 1980-07-01 | CPR Conversion
0 | 0 | 0 | 0 | 2024-12-01 | BH Colorado Electric Oper Co | Regulated Electric (122) | X DNU # 262 (T) Pueblo Plant | WPC Transmission Line # 262 (T) Pueblo Plant #88 | 135600 | Conductor, Oh: 1681000000 | 9724187 | TRANSMISSION LINES-CONDUCTOR | 1979-07-01 | 1979-07-01 | CPR Conversion
0 | 0 | 0 | 0 | 2024-12-01 | BH Colorado Electric Oper Co | Regulated Electric (122) | X DNU # 262 (T) Pueblo Plant | WPC Transmission Line # 262 (T) Pueblo Plant #88 | 135600 | Estimated Additions: 0010000000 | 14542216 | This project is to install fiber between Pueblo Plant substation and Reader substation on Black Hills 115 kV line | 2015-12-10 | 2016-03-01 | 10052055
0 | 0 | 0 | 0 | 2024-12-01 | BH Colorado Electric Oper Co | Regulated Electric (122) | X DNU # 262 (T) Pueblo Plant | WPC Transmission Line # 262 (T) Pueblo Plant #88 | 135600 | Estimated Additions: 0010000000 | 13799945 | This project is to install fiber between Pueblo Plant substation and Reader substation on Black Hills 115 kV line | 2015-12-10 | 2015-12-01 | 10052055
0 | 0 | 0 | 0 | 2024-12-01 | BH Colorado Electric Oper Co | Regulated Electric (122) | X DNU # 262 (T) Pueblo Plant | WPC Transmission Line # 262 (T) Pueblo Plant #88 | 135600 | Other Cable (FIBER OPTIC): 0834100000 | 14663194 | Other Cable (FIBER OPTIC) | 2015-12-10 | 2015-01-01 | 10052055
0 | 0 | 0 | 0 | 2024-12-01 | BH Colorado Electric Oper Co | Regulated Electric (122) | X DNU # 262 (T) Pueblo Plant | WPC Transmission Line # 262 (T) Pueblo Plant #88 | 135600 | Pin Insulators: 4271000000 | 20408548 | PIN INSULATORS | 2004-02-01 | 2004-01-01 | 50507XFER
0 | 0 | 0 | 0 | 2024-12-01 | BH Colorado Electric Oper Co | Regulated Electric (122) | X DNU # 262 (T) Pueblo Plant | WPC Transmission Line # 262 (T) Pueblo Plant #88 | 135600 | Pin Insulators: 4271000000 | 20759458 | PIN INSULATORS | 2004-02-01 | 2004-01-01 | 50507XFER
0 | 0 | 0 | 0 | 2024-12-01 | BH Colorado Electric Oper Co | Regulated Electric (122) | X DNU # 262 (T) Pueblo Plant | WPC Transmission Line # 262 (T) Pueblo Plant #88 | 135600 | Post Insulators: 4272000000 | 9701888 | POST INSULATORS | 2008-12-01 | 2008-01-01 | 7105262131
0 | 0 | 0 | 0 | 2024-12-01 | BH Colorado Electric Oper Co | Regulated Electric (122) | X DNU # 262 (T) Pueblo Plant | WPC Transmission Line # 262 (T) Pueblo Plant #88 | 135600 | Post Insulators: 4272000000 | 9816208 | POST INSULATORS | 2003-12-01 | 2003-01-01 | 7105262131
0 | 0 | 0 | 0 | 2024-12-01 | BH Colorado Electric Oper Co | Regulated Electric (122) | X DNU # 262 (T) Pueblo Plant | WPC Transmission Line # 262 (T) Pueblo Plant #88 | 135600 | Post Insulators: 4272000000 | 19767371 | Post Insulators | 2017-03-20 | 2017-01-01 | 10056895
0 | 0 | 0 | 0 | 2024-12-01 | BH Colorado Electric Oper Co | Regulated Electric (122) | X DNU # 262 (T) Pueblo Plant | WPC Transmission Line # 262 (T) Pueblo Plant #88 | 135600 | Static Wire (Transmission Lines): 1682000000 | 9974879 | STATIC WIRE (TRANSMISSION LINES) | 1962-07-01 | 1962-07-01 | CPR Conversion
0 | 0 | 0 | 0 | 2024-12-01 | BH Colorado Electric Oper Co | Regulated Electric (122) | X DNU # 262 (T) Pueblo Plant | WPC Transmission Line # 262 (T) Pueblo Plant #88 | 135600 | Static Wire (Transmission Lines): 1682000000 | 9974966 | STATIC WIRE (TRANSMISSION LINE | 1980-07-01 | 1980-07-01 | CPR Conversion
0 | 0 | 0 | 0 | 2024-12-01 | BH Colorado Electric Oper Co | Regulated Electric (122) | X DNU # 262 (T) Pueblo Plant | WPC Transmission Line # 262 (T) Pueblo Plant #88 | 135600 | Static Wire (Transmission Lines): 1682000000 | 9974968 | STATIC WIRE (TRANSMISSION LINE | 1967-07-01 | 1967-07-01 | CPR Conversion
0 | 0 | 0 | 0 | 2024-12-01 | BH Colorado Electric Oper Co | Regulated Electric (122) | X DNU # 262 (T) Pueblo Plant | WPC Transmission Line # 262 (T) Pueblo Plant #88 | 135600 | Static Wire (Transmission Lines): 1682000000 | 9974967 | STATIC WIRE (TRANSMISSION LINE | 1979-07-01 | 1979-07-01 | CPR Conversion
0 | 0 | 0 | 0 | 2024-12-01 | BH Colorado Electric Oper Co | Regulated Electric (122) | X DNU # 262 (T) Pueblo Plant | WPC Transmission Line # 262 (T) Pueblo Plant #88 | 135700 | Conduit, Urd-Pipe, 2": 1893200000 | 9733489 | CONDUIT, URD-PIPE, 2" | 2008-12-01 | 2008-01-01 | 7105262131
0 | 0 | 0 | 0 | 2024-12-01 | BH Colorado Electric Oper Co | Regulated Electric (122) | X DNU # 269 (T) Dsert Cove | WPC Transmission Line # 269 (T) Desert Cove - West Station #42 | 135500 | Crossarm Assemblies, Wood: 7914000000 | 20759481 | CROSSARM ASSEMBLIES, WOOD | 1993-07-01 | 1993-07-01 | 50507XFER
0 | 0 | 0 | 0 | 2024-12-01 | BH Colorado Electric Oper Co | Regulated Electric (122) | X DNU # 269 (T) Dsert Cove | WPC Transmission Line # 269 (T) Desert Cove - West Station #42 | 135500 | Crossarm Assemblies, Wood: 7914000000 | 9818326 | CROSSARM ASSEMBLIES, WOOD | 2004-12-01 | 2004-01-01 | 7105269131
0 | 0 | 0 | 0 | 2024-12-01 | BH Colorado Electric Oper Co | Regulated Electric (122) | X DNU # 269 (T) Dsert Cove | WPC Transmission Line # 269 (T) Desert Cove - West Station #42 | 135500 | Crossarm Assemblies, Wood: 7914000000 | 20759474 | CROSSARM ASSEMBLIES, WOOD | 1993-07-01 | 1993-07-01 | 50507XFER
0 | 0 | 0 | 0 | 2024-12-01 | BH Colorado Electric Oper Co | Regulated Electric (122) | X DNU # 269 (T) Dsert Cove | WPC Transmission Line # 269 (T) Desert Cove - West Station #42 | 135500 | Crossarm Assemblies, Wood: 7914000000 | 9815115 | CROSSARM ASSEMBLIES, WOOD | 2003-06-01 | 2003-01-01 | 7105269131
0 | 0 | 0 | 0 | 2024-12-01 | BH Colorado Electric Oper Co | Regulated Electric (122) | X DNU # 269 (T) Dsert Cove | WPC Transmission Line # 269 (T) Desert Cove - West Station #42 | 135500 | Crossarm Assemblies, Wood: 7914000000 | 9802854 | CROSSARM ASSEMBLIES, WOOD | 1993-07-01 | 1993-07-01 | WCDXFER
0 | 0 | 0 | 0 | 2024-12-01 | BH Colorado Electric Oper Co | Regulated Electric (122) | X DNU # 269 (T) Dsert Cove | WPC Transmission Line # 269 (T) Desert Cove - West Station #42 | 135500 | Crossarm Assemblies, Wood: 7914000000 | 9810967 | CROSSARM ASSEMBLIES, WOOD | 2002-06-01 | 2002-01-01 | 7105269131
0 | 0 | 0 | 0 | 2024-12-01 | BH Colorado Electric Oper Co | Regulated Electric (122) | X DNU # 269 (T) Dsert Cove | WPC Transmission Line # 269 (T) Desert Cove - West Station #42 | 135500 | Crossarm Assemblies, Wood: 7914000000 | 9741313 | CROSSARM ASSEMBLIES, WOOD | 2007-12-01 | 2007-01-01 | 7105269131
0 | 0 | 0 | 0 | 2024-12-01 | BH Colorado Electric Oper Co | Regulated Electric (122) | X DNU # 269 (T) Dsert Cove | WPC Transmission Line # 269 (T) Desert Cove - West Station #42 | 135500 | Crossarm Assemblies, Wood: 7914000000 | 20759495 | CROSSARM ASSEMBLIES, WOOD | 2004-12-01 | 2004-01-01 | 50507XFER
0 | 0 | 0 | 0 | 2024-12-01 | BH Colorado Electric Oper Co | Regulated Electric (122) | X DNU # 269 (T) Dsert Cove | WPC Transmission Line # 269 (T) Desert Cove - West Station #42 | 135500 | Crossarm, Assy: 2453000000 | 12217084 | Crossarm, Assy | 2009-07-30 | 2009-01-01 | 10011185
0 | 0 | 0 | 0 | 2024-12-01 | BH Colorado Electric Oper Co | Regulated Electric (122) | X DNU # 269 (T) Dsert Cove | WPC Transmission Line # 269 (T) Desert Cove - West Station #42 | 135500 | Estimated Additions: 0010000000 | 12221362 | REPLACE 2-65' H FRAME STRUCTURE, AND 1 - 21' TIMBER | 2013-06-20 | 2013-12-01 | 60020145
0 | 0 | 0 | 0 | 2024-12-01 | BH Colorado Electric Oper Co | Regulated Electric (122) | X DNU # 269 (T) Dsert Cove | WPC Transmission Line # 269 (T) Desert Cove - West Station #42 | 135500 | Estimated Additions: 0010000000 | 29101024 | This work order is to rebuild the 115 kV transmission line that runs from Desert Cove substation to Mid way substation. | 2020-01-17 | 2020-03-01 | 10066581
0 | 0 | 0 | 0 | 2024-12-01 | BH Colorado Electric Oper Co | Regulated Electric (122) | X DNU # 269 (T) Dsert Cove | WPC Transmission Line # 269 (T) Desert Cove - West Station #42 | 135500 | Estimated Additions: 0010000000 | 21682863 | Ft. Carson-Midway Fire | 2018-05-11 | 2018-07-01 | 10060191
0 | 0 | 0 | 0 | 2024-12-01 | BH Colorado Electric Oper Co | Regulated Electric (122) | X DNU # 269 (T) Dsert Cove | WPC Transmission Line # 269 (T) Desert Cove - West Station #42 | 135500 | Estimated Additions: 0010000000 | 28960898 | This work order is to rebuild the 115 kV transmission line that runs from Desert Cove substation to Mid way substation. | 2020-01-17 | 2020-02-01 | 10066581
0 | 0 | 0 | 0 | 2024-12-01 | BH Colorado Electric Oper Co | Regulated Electric (122) | X DNU # 269 (T) Dsert Cove | WPC Transmission Line # 269 (T) Desert Cove - West Station #42 | 135500 | Estimated Additions: 0010000000 | 10594685 | Desert Cove - West Station Sub | 2010-12-01 | 2010-12-01 | 7105269131
0 | 0 | 0 | 0 | 2024-12-01 | BH Colorado Electric Oper Co | Regulated Electric (122) | X DNU # 269 (T) Dsert Cove | WPC Transmission Line # 269 (T) Desert Cove - West Station #42 | 135500 | Estimated Additions: 0010000000 | 29083387 | This work order is to rebuild the 115 kV transmission line that runs from Desert Cove substation to Mid way substation. | 2020-01-17 | 2020-03-01 | 10066581
0 | 0 | 0 | 0 | 2024-12-01 | BH Colorado Electric Oper Co | Regulated Electric (122) | X DNU # 269 (T) Dsert Cove | WPC Transmission Line # 269 (T) Desert Cove - West Station #42 | 135500 | Estimated Additions: 0010000000 | 28866378 | This work order is to rebuild the 115 kV transmission line that runs from Desert Cove substation to Mid way substation. | 2020-01-17 | 2020-01-01 | 10066581
0 | 0 | 0 | 0 | 2024-12-01 | BH Colorado Electric Oper Co | Regulated Electric (122) | X DNU # 269 (T) Dsert Cove | WPC Transmission Line # 269 (T) Desert Cove - West Station #42 | 135500 | Estimated Additions: 0010000000 | 14542186 | WEST STATION-DESERT COVE 115KV TRANSMISSION LINE UPGRADE W 1/2NE1/4SE1/4 SEC 20 T20S. R65W | 2016-01-04 | 2016-03-01 | 10050711
0 | 0 | 0 | 0 | 2024-12-01 | BH Colorado Electric Oper Co | Regulated Electric (122) | X DNU # 269 (T) Dsert Cove | WPC Transmission Line # 269 (T) Desert Cove - West Station #42 | 135500 | Estimated Additions: 0010000000 | 10637774 | Desert Cove - West Station Sub | 2011-01-01 | 2011-01-01 | 7105269131
0 | 0 | 0 | 0 | 2024-12-01 | BH Colorado Electric Oper Co | Regulated Electric (122) | X DNU # 269 (T) Dsert Cove | WPC Transmission Line # 269 (T) Desert Cove - West Station #42 | 135500 | Estimated Additions: 0010000000 | 13659177 | Broken arm at structure 84 needs to be replaced as well as a broken X-brace at structure 102 | 2015-10-06 | 2015-10-01 | 10052050
0 | 0 | 0 | 0 | 2024-12-01 | BH Colorado Electric Oper Co | Regulated Electric (122) | X DNU # 269 (T) Dsert Cove | WPC Transmission Line # 269 (T) Desert Cove - West Station #42 | 135500 | Estimated Additions: 0010000000 | 14696715 | WEST STATION-DESERT COVE 115KV TRANSMISSION LINE UPGRADE W 1/2NE1/4SE1/4 SEC 20 T20S. R65W | 2016-01-04 | 2016-04-01 | 10050711
0 | 0 | 0 | 0 | 2024-12-01 | BH Colorado Electric Oper Co | Regulated Electric (122) | X DNU # 269 (T) Dsert Cove | WPC Transmission Line # 269 (T) Desert Cove - West Station #42 | 135500 | Pole, Wood, 60': 6161600000 | 14038855 | Pole, Wood, 60' | 2015-10-06 | 2015-01-01 | 10052050
0 | 0 | 0 | 0 | 2024-12-01 | BH Colorado Electric Oper Co | Regulated Electric (122) | X DNU # 269 (T) Dsert Cove | WPC Transmission Line # 269 (T) Desert Cove - West Station #42 | 135500 | Pole, Wood, 65' Or Greater: 6161650000 | 12246866 | Pole, Wood, 65' Or Greater | 2013-06-20 | 2013-01-01 | 60020145
0 | 0 | 0 | 0 | 2024-12-01 | BH Colorado Electric Oper Co | Regulated Electric (122) | X DNU # 269 (T) Dsert Cove | WPC Transmission Line # 269 (T) Desert Cove - West Station #42 | 135500 | Pole, Wood, 65' Or Greater: 6161650000 | 12217091 | Pole, Wood, 65' Or Greater | 2010-06-01 | 2010-01-01 | 10018508
0 | 0 | 0 | 0 | 2024-12-01 | BH Colorado Electric Oper Co | Regulated Electric (122) | X DNU # 269 (T) Dsert Cove | WPC Transmission Line # 269 (T) Desert Cove - West Station #42 | 135500 | Pole, Wood: 7911000000 | 20759509 | POLE, WOOD | 2004-12-01 | 2004-01-01 | 50507XFER
0 | 0 | 0 | 0 | 2024-12-01 | BH Colorado Electric Oper Co | Regulated Electric (122) | X DNU # 269 (T) Dsert Cove | WPC Transmission Line # 269 (T) Desert Cove - West Station #42 | 135500 | Pole, Wood: 7911000000 | 20759488 | POLE, WOOD | 1993-07-01 | 1993-07-01 | 50507XFER
0 | 0 | 0 | 0 | 2024-12-01 | BH Colorado Electric Oper Co | Regulated Electric (122) | X DNU # 269 (T) Dsert Cove | WPC Transmission Line # 269 (T) Desert Cove - West Station #42 | 135500 | Pole, Wood: 7911000000 | 9810968 | POLE, WOOD | 2002-06-01 | 2002-01-01 | 7105269131
0 | 0 | 0 | 0 | 2024-12-01 | BH Colorado Electric Oper Co | Regulated Electric (122) | X DNU # 269 (T) Dsert Cove | WPC Transmission Line # 269 (T) Desert Cove - West Station #42 | 135500 | Pole, Wood: 7911000000 | 9803507 | POLE, WOOD | 1993-07-01 | 1993-07-01 | WCDXFER
0 | 0 | 0 | 0 | 2024-12-01 | BH Colorado Electric Oper Co | Regulated Electric (122) | X DNU # 269 (T) Dsert Cove | WPC Transmission Line # 269 (T) Desert Cove - West Station #42 | 135500 | Pole, Wood: 7911000000 | 9818327 | POLE, WOOD | 2004-12-01 | 2004-01-01 | 7105269131
0 | 0 | 0 | 0 | 2024-12-01 | BH Colorado Electric Oper Co | Regulated Electric (122) | X DNU # 269 (T) Dsert Cove | WPC Transmission Line # 269 (T) Desert Cove - West Station #42 | 135500 | Pole, Wood: 7911000000 | 20759467 | POLE, WOOD | 1993-07-01 | 1993-07-01 | 50507XFER
0 | 0 | 0 | 0 | 2024-12-01 | BH Colorado Electric Oper Co | Regulated Electric (122) | X DNU # 269 (T) Dsert Cove | WPC Transmission Line # 269 (T) Desert Cove - West Station #42 | 135500 | Structure: 7911100000 | 18616606 | Steel Structures | 2016-01-04 | 2016-03-01 | 10050711
0 | 0 | 0 | 0 | 2024-12-01 | BH Colorado Electric Oper Co | Regulated Electric (122) | X DNU # 269 (T) Dsert Cove | WPC Transmission Line # 269 (T) Desert Cove - West Station #42 | 135500 | Wood 2 Poles 65': 7911026500 | 9974947 | WOOD 2 POLES 65' | 1993-07-01 | 1993-07-01 | CPR Conversion
0 | 0 | 0 | 0 | 2024-12-01 | BH Colorado Electric Oper Co | Regulated Electric (122) | X DNU # 269 (T) Dsert Cove | WPC Transmission Line # 269 (T) Desert Cove - West Station #42 | 135600 | Conductor, Oh: 1681000000 | 10909522 | Conductor, Oh | 2011-06-01 | 2011-01-01 | 7105269131
0 | 0 | 0 | 0 | 2024-12-01 | BH Colorado Electric Oper Co | Regulated Electric (122) | X DNU # 269 (T) Dsert Cove | WPC Transmission Line # 269 (T) Desert Cove - West Station #42 | 135600 | Estimated Additions: 0010000000 | 10594688 | Desert Cove - West Station Sub | 2010-12-01 | 2010-12-01 | 7105269131
0 | 0 | 0 | 0 | 2024-12-01 | BH Colorado Electric Oper Co | Regulated Electric (122) | X DNU # 269 (T) Dsert Cove | WPC Transmission Line # 269 (T) Desert Cove - West Station #42 | 135600 | Estimated Additions: 0010000000 | 10637777 | Desert Cove - West Station Sub | 2011-01-01 | 2011-01-01 | 7105269131
0 | 0 | 0 | 0 | 2024-12-01 | BH Colorado Electric Oper Co | Regulated Electric (122) | X DNU # 269 (T) Dsert Cove | WPC Transmission Line # 269 (T) Desert Cove - West Station #42 | 135600 | Estimated Additions: 0010000000 | 29083390 | This work order is to rebuild the 115 kV transmission line that runs from Desert Cove substation to Mid way substation. | 2020-01-17 | 2020-03-01 | 10066581
0 | 0 | 0 | 0 | 2024-12-01 | BH Colorado Electric Oper Co | Regulated Electric (122) | X DNU # 269 (T) Dsert Cove | WPC Transmission Line # 269 (T) Desert Cove - West Station #42 | 135600 | Estimated Additions: 0010000000 | 28960901 | This work order is to rebuild the 115 kV transmission line that runs from Desert Cove substation to Mid way substation. | 2020-01-17 | 2020-02-01 | 10066581
0 | 0 | 0 | 0 | 2024-12-01 | BH Colorado Electric Oper Co | Regulated Electric (122) | X DNU # 269 (T) Dsert Cove | WPC Transmission Line # 269 (T) Desert Cove - West Station #42 | 135600 | Estimated Additions: 0010000000 | 29101027 | This work order is to rebuild the 115 kV transmission line that runs from Desert Cove substation to Mid way substation. | 2020-01-17 | 2020-03-01 | 10066581
0 | 0 | 0 | 0 | 2024-12-01 | BH Colorado Electric Oper Co | Regulated Electric (122) | X DNU # 269 (T) Dsert Cove | WPC Transmission Line # 269 (T) Desert Cove - West Station #42 | 135600 | Estimated Additions: 0010000000 | 28866381 | This work order is to rebuild the 115 kV transmission line that runs from Desert Cove substation to Mid way substation. | 2020-01-17 | 2020-01-01 | 10066581
0 | 0 | 0 | 0 | 2024-12-01 | BH Colorado Electric Oper Co | Regulated Electric (122) | X DNU # 269 (T) Dsert Cove | WPC Transmission Line # 269 (T) Desert Cove - West Station #42 | 135600 | Estimated Additions: 0010000000 | 12221365 | REPLACE 2-65' H FRAME STRUCTURE, AND 1 - 21' TIMBER | 2013-06-20 | 2013-12-01 | 60020145
0 | 0 | 0 | 0 | 2024-12-01 | BH Colorado Electric Oper Co | Regulated Electric (122) | X DNU # 269 (T) Dsert Cove | WPC Transmission Line # 269 (T) Desert Cove - West Station #42 | 135600 | FIBER OPTIC GROUND WIRE: 1683000000 | 11379768 | FIBER OPTIC STATIC WIRE | 2010-12-31 | 2011-01-01 | 10040226
0 | 0 | 0 | 0 | 2024-12-01 | BH Colorado Electric Oper Co | Regulated Electric (122) | X DNU # 269 (T) Dsert Cove | WPC Transmission Line # 269 (T) Desert Cove - West Station #42 | 135600 | Insulators-Post- 115kv: 4272115000 | 18616603 | Insulators-Post- 115kv | 2016-01-04 | 2016-01-01 | 10050711
0 | 0 | 0 | 0 | 2024-12-01 | BH Colorado Electric Oper Co | Regulated Electric (122) | X DNU # 269 (T) Dsert Cove | WPC Transmission Line # 269 (T) Desert Cove - West Station #42 | 135600 | Static Wire (Transmission Lines): 1682000000 | 18616596 | Static Wire (Transmission Lines) | 2016-01-04 | 2016-01-01 | 10050711
0 | 0 | 0 | 0 | 2024-12-01 | BH Colorado Electric Oper Co | Regulated Electric (122) | X DNU # 269 (T) Dsert Cove | WPC Transmission Line # 269 (T) Desert Cove - West Station #42 | 135600 | Suspension Insulators: 4273000000 | 9815116 | SUSPENSION INSULATORS | 2003-06-01 | 2003-01-01 | 7105269131
0 | 0 | 0 | 0 | 2024-12-01 | BH Colorado Electric Oper Co | Regulated Electric (122) | X DNU # 269 (T) Dsert Cove | WPC Transmission Line # 269 (T) Desert Cove - West Station #42 | 135600 | Suspension Insulators: 4273000000 | 20759502 | SUSPENSION INSULATORS | 2004-12-01 | 2004-01-01 | 50507XFER
0 | 0 | 0 | 0 | 2024-12-01 | BH Colorado Electric Oper Co | Regulated Electric (122) | X DNU # 269 (T) Dsert Cove | WPC Transmission Line # 269 (T) Desert Cove - West Station #42 | 135600 | Suspension Insulators: 4273000000 | 9741314 | SUSPENSION INSULATORS | 2007-12-01 | 2007-01-01 | 7105269131
0 | 0 | 0 | 0 | 2024-12-01 | BH Colorado Electric Oper Co | Regulated Electric (122) | X DNU # 269 (T) Dsert Cove | WPC Transmission Line # 269 (T) Desert Cove - West Station #42 | 135600 | Suspension Insulators: 4273000000 | 9817903 | SUSPENSION INSULATORS | 2004-10-01 | 2004-01-01 | 7105269131
0 | 0 | 0 | 0 | 2024-12-01 | BH Colorado Electric Oper Co | Regulated Electric (122) | X DNU # 290 (T) Canon West Sub | WPC Transmission Line # 290 (T) Canon West Sub WAPA - Arequa Gulch Sub # | 135002 | Land Rights - Non-Depreciable: 4552XXXXXX | 9995799 | LAND RIGHTS-CONNER | 2005-08-09 | 2005-09-01 | 10022172
0 | 0 | 0 | 0 | 2024-12-01 | BH Colorado Electric Oper Co | Regulated Electric (122) | X DNU # 290 (T) Canon West Sub | WPC Transmission Line # 290 (T) Canon West Sub WAPA - Arequa Gulch Sub # | 135002 | Land Rights - Non-Depreciable: 4552XXXXXX | 9996202 | LAND RIGHTS-TEZAK | 2005-08-09 | 2005-09-01 | 10022172
0 | 0 | 0 | 0 | 2024-12-01 | BH Colorado Electric Oper Co | Regulated Electric (122) | X DNU # 290 (T) Canon West Sub | WPC Transmission Line # 290 (T) Canon West Sub WAPA - Arequa Gulch Sub # | 135002 | Land Rights - Non-Depreciable: 4552XXXXXX | 9996264 | LAND RIGHTS-UNGERMAN | 2005-08-09 | 2005-09-01 | 10022172
0 | 0 | 0 | 0 | 2024-12-01 | BH Colorado Electric Oper Co | Regulated Electric (122) | X DNU # 290 (T) Canon West Sub | WPC Transmission Line # 290 (T) Canon West Sub WAPA - Arequa Gulch Sub # | 135002 | Land Rights - Non-Depreciable: 4552XXXXXX | 9995800 | LAND RIGHTS-MCENULTY | 2005-08-09 | 2005-09-01 | 10022172
0 | 0 | 0 | 0 | 2024-12-01 | BH Colorado Electric Oper Co | Regulated Electric (122) | X DNU # 290 (T) Canon West Sub | WPC Transmission Line # 290 (T) Canon West Sub WAPA - Arequa Gulch Sub # | 135002 | Land Rights - Non-Depreciable: 4552XXXXXX | 9996200 | LAND RIGHTS-ZIMMERMAN | 2005-08-09 | 2005-09-01 | 10022172
0 | 0 | 0 | 0 | 2024-12-01 | BH Colorado Electric Oper Co | Regulated Electric (122) | X DNU # 290 (T) Canon West Sub | WPC Transmission Line # 290 (T) Canon West Sub WAPA - Arequa Gulch Sub # | 135002 | Land Rights - Non-Depreciable: 4552XXXXXX | 9995798 | LAND RIGHTS-T ZIMMERMAN | 2005-08-09 | 2005-09-01 | 10022172
0 | 0 | 0 | 0 | 2024-12-01 | BH Colorado Electric Oper Co | Regulated Electric (122) | X DNU # 290 (T) Canon West Sub | WPC Transmission Line # 290 (T) Canon West Sub WAPA - Arequa Gulch Sub # | 135002 | Land Rights - Non-Depreciable: 4552XXXXXX | 9995797 | LAND RIGHTS-DANIS | 2005-08-09 | 2005-09-01 | 10022172
0 | 0 | 0 | 0 | 2024-12-01 | BH Colorado Electric Oper Co | Regulated Electric (122) | X DNU # 290 (T) Canon West Sub | WPC Transmission Line # 290 (T) Canon West Sub WAPA - Arequa Gulch Sub # | 135002 | Land Rights - Non-Depreciable: 4552XXXXXX | 9995796 | LAND RIGHTS-FRENCH | 2005-08-09 | 2005-09-01 | 10022172
0 | 0 | 0 | 0 | 2024-12-01 | BH Colorado Electric Oper Co | Regulated Electric (122) | X DNU # 290 (T) Canon West Sub | WPC Transmission Line # 290 (T) Canon West Sub WAPA - Arequa Gulch Sub # | 135002 | Land Rights - Non-Depreciable: 4552XXXXXX | 14599485 | EASEMENT-WEAVER | 2009-07-30 | 2009-09-01 | 50507XFER
0 | 0 | 0 | 0 | 2024-12-01 | BH Colorado Electric Oper Co | Regulated Electric (122) | X DNU # 290 (T) Canon West Sub | WPC Transmission Line # 290 (T) Canon West Sub WAPA - Arequa Gulch Sub # | 135002 | Land Rights - Non-Depreciable: 4552XXXXXX | 14599452 | EASEMENT-SHOEMAKER | 2009-07-30 | 2009-09-01 | 50507XFER
0 | 0 | 0 | 0 | 2024-12-01 | BH Colorado Electric Oper Co | Regulated Electric (122) | X DNU # 290 (T) Canon West Sub | WPC Transmission Line # 290 (T) Canon West Sub WAPA - Arequa Gulch Sub # | 135002 | Land Rights - Non-Depreciable: 4552XXXXXX | 14599496 | EASEMENT-WILLIAM TEZAK | 2009-07-30 | 2009-09-01 | 50507XFER
0 | 0 | 0 | 0 | 2024-12-01 | BH Colorado Electric Oper Co | Regulated Electric (122) | X DNU # 290 (T) Canon West Sub | WPC Transmission Line # 290 (T) Canon West Sub WAPA - Arequa Gulch Sub # | 135002 | Land Rights - Non-Depreciable: 4552XXXXXX | 9996276 | LAND RIGHTS-MCMILLAN | 2005-08-09 | 2005-09-01 | 10022172
0 | 0 | 0 | 0 | 2024-12-01 | BH Colorado Electric Oper Co | Regulated Electric (122) | X DNU # 290 (T) Canon West Sub | WPC Transmission Line # 290 (T) Canon West Sub WAPA - Arequa Gulch Sub # | 135002 | Land Rights - Non-Depreciable: 4552XXXXXX | 9996201 | LAND RIGHTS-M KEDERICH | 2005-08-09 | 2005-09-01 | 10022172
0 | 0 | 0 | 0 | 2024-12-01 | BH Colorado Electric Oper Co | Regulated Electric (122) | X DNU # 290 (T) Canon West Sub | WPC Transmission Line # 290 (T) Canon West Sub WAPA - Arequa Gulch Sub # | 135002 | Land Rights - Non-Depreciable: 4552XXXXXX | 14599419 | EASEMENT-FORAKER | 2009-07-30 | 2009-09-01 | 50507XFER
0 | 0 | 0 | 0 | 2024-12-01 | BH Colorado Electric Oper Co | Regulated Electric (122) | X DNU # 290 (T) Canon West Sub | WPC Transmission Line # 290 (T) Canon West Sub WAPA - Arequa Gulch Sub # | 135002 | Land Rights - Non-Depreciable: 4552XXXXXX | 14599441 | EASEMENT-RAVEN ASHER | 2009-07-30 | 2009-09-01 | 50507XFER
0 | 0 | 0 | 0 | 2024-12-01 | BH Colorado Electric Oper Co | Regulated Electric (122) | X DNU # 290 (T) Canon West Sub | WPC Transmission Line # 290 (T) Canon West Sub WAPA - Arequa Gulch Sub # | 135002 | Land Rights - Non-Depreciable: 4552XXXXXX | 9995801 | LAND RIGHTS-KEDERICH | 2005-08-09 | 2005-09-01 | 10022172
0 | 0 | 0 | 0 | 2024-12-01 | BH Colorado Electric Oper Co | Regulated Electric (122) | X DNU # 290 (T) Canon West Sub | WPC Transmission Line # 290 (T) Canon West Sub WAPA - Arequa Gulch Sub # | 135002 | Land Rights - Non-Depreciable: 4552XXXXXX | 14599474 | EASEMENT-WANDA OLIVER | 2009-07-30 | 2009-09-01 | 50507XFER
0 | 0 | 0 | 0 | 2024-12-01 | BH Colorado Electric Oper Co | Regulated Electric (122) | X DNU # 290 (T) Canon West Sub | WPC Transmission Line # 290 (T) Canon West Sub WAPA - Arequa Gulch Sub # | 135002 | Land Rights - Non-Depreciable: 4552XXXXXX | 14599463 | EASEMENT-VOIGHT LOCKSMITH | 2009-07-30 | 2009-09-01 | 50507XFER
0 | 0 | 0 | 0 | 2024-12-01 | BH Colorado Electric Oper Co | Regulated Electric (122) | X DNU # 290 (T) Canon West Sub | WPC Transmission Line # 290 (T) Canon West Sub WAPA - Arequa Gulch Sub # | 135002 | Land Rights - Non-Depreciable: 4552XXXXXX | 14599430 | EASEMENT-MCMILLIAN | 2009-07-30 | 2009-09-01 | 50507XFER
0 | 0 | 0 | 0 | 2024-12-01 | BH Colorado Electric Oper Co | Regulated Electric (122) | X DNU # 290 (T) Canon West Sub | WPC Transmission Line # 290 (T) Canon West Sub WAPA - Arequa Gulch Sub # | 135002 | Right-Of-Ways - Non-Depreciable: 4554XXXXXX | 10932103 | ROW-BURKETT | 2009-07-30 | 2009-09-01 | 10011185
0 | 0 | 0 | 0 | 2024-12-01 | BH Colorado Electric Oper Co | Regulated Electric (122) | X DNU # 290 (T) Canon West Sub | WPC Transmission Line # 290 (T) Canon West Sub WAPA - Arequa Gulch Sub # | 135002 | Right-Of-Ways - Non-Depreciable: 4554XXXXXX | 10932106 | ROW-KEDRICH | 2009-07-30 | 2009-09-01 | 10011185
0 | 0 | 0 | 0 | 2024-12-01 | BH Colorado Electric Oper Co | Regulated Electric (122) | X DNU # 290 (T) Canon West Sub | WPC Transmission Line # 290 (T) Canon West Sub WAPA - Arequa Gulch Sub # | 135002 | Right-Of-Ways - Non-Depreciable: 4554XXXXXX | 10932109 | ROW-GALLOGY | 2009-07-30 | 2009-09-01 | 10011185
0 | 0 | 0 | 0 | 2024-12-01 | BH Colorado Electric Oper Co | Regulated Electric (122) | X DNU # 290 (T) Canon West Sub | WPC Transmission Line # 290 (T) Canon West Sub WAPA - Arequa Gulch Sub # | 135003 | Land Rts - Depreciable: 4562XXXXXX | 10932163 | EASEMENT-VOIGHT LOCKSMITH | 2009-07-30 | 2009-09-01 | 10011185
0 | 0 | 0 | 0 | 2024-12-01 | BH Colorado Electric Oper Co | Regulated Electric (122) | X DNU # 290 (T) Canon West Sub | WPC Transmission Line # 290 (T) Canon West Sub WAPA - Arequa Gulch Sub # | 135003 | Land Rts - Depreciable: 4562XXXXXX | 13171900 | EASEMENT-RAVEN ASHER | 2009-07-30 | 2009-09-01 | 50507XFER
0 | 0 | 0 | 0 | 2024-12-01 | BH Colorado Electric Oper Co | Regulated Electric (122) | X DNU # 290 (T) Canon West Sub | WPC Transmission Line # 290 (T) Canon West Sub WAPA - Arequa Gulch Sub # | 135003 | Land Rts - Depreciable: 4562XXXXXX | 13196750 | EASEMENT-FORAKER | 2009-07-30 | 2009-09-01 | 50507XFER
0 | 0 | 0 | 0 | 2024-12-01 | BH Colorado Electric Oper Co | Regulated Electric (122) | X DNU # 290 (T) Canon West Sub | WPC Transmission Line # 290 (T) Canon West Sub WAPA - Arequa Gulch Sub # | 135003 | Land Rts - Depreciable: 4562XXXXXX | 10932151 | EASEMENT-FORAKER | 2009-07-30 | 2009-09-01 | 10011185
0 | 0 | 0 | 0 | 2024-12-01 | BH Colorado Electric Oper Co | Regulated Electric (122) | X DNU # 290 (T) Canon West Sub | WPC Transmission Line # 290 (T) Canon West Sub WAPA - Arequa Gulch Sub # | 135003 | Land Rts - Depreciable: 4562XXXXXX | 13196760 | EASEMENT-RAVEN ASHER | 2009-07-30 | 2009-09-01 | 50507XFER
0 | 0 | 0 | 0 | 2024-12-01 | BH Colorado Electric Oper Co | Regulated Electric (122) | X DNU # 290 (T) Canon West Sub | WPC Transmission Line # 290 (T) Canon West Sub WAPA - Arequa Gulch Sub # | 135003 | Land Rts - Depreciable: 4562XXXXXX | 13196765 | EASEMENT-SHOEMAKER | 2009-07-30 | 2009-09-01 | 50507XFER
0 | 0 | 0 | 0 | 2024-12-01 | BH Colorado Electric Oper Co | Regulated Electric (122) | X DNU # 290 (T) Canon West Sub | WPC Transmission Line # 290 (T) Canon West Sub WAPA - Arequa Gulch Sub # | 135003 | Land Rts - Depreciable: 4562XXXXXX | 10932160 | EASEMENT-SHOEMAKER | 2009-07-30 | 2009-09-01 | 10011185
0 | 0 | 0 | 0 | 2024-12-01 | BH Colorado Electric Oper Co | Regulated Electric (122) | X DNU # 290 (T) Canon West Sub | WPC Transmission Line # 290 (T) Canon West Sub WAPA - Arequa Gulch Sub # | 135003 | Land Rts - Depreciable: 4562XXXXXX | 10932166 | EASEMENT-WANDA OLIVER | 2009-07-30 | 2009-09-01 | 10011185
0 | 0 | 0 | 0 | 2024-12-01 | BH Colorado Electric Oper Co | Regulated Electric (122) | X DNU # 290 (T) Canon West Sub | WPC Transmission Line # 290 (T) Canon West Sub WAPA - Arequa Gulch Sub # | 135003 | Land Rts - Depreciable: 4562XXXXXX | 13196770 | EASEMENT-VOIGHT LOCKSMITH | 2009-07-30 | 2009-09-01 | 50507XFER
0 | 0 | 0 | 0 | 2024-12-01 | BH Colorado Electric Oper Co | Regulated Electric (122) | X DNU # 290 (T) Canon West Sub | WPC Transmission Line # 290 (T) Canon West Sub WAPA - Arequa Gulch Sub # | 135003 | Land Rts - Depreciable: 4562XXXXXX | 13171905 | EASEMENT-SHOEMAKER | 2009-07-30 | 2009-09-01 | 50507XFER
0 | 0 | 0 | 0 | 2024-12-01 | BH Colorado Electric Oper Co | Regulated Electric (122) | X DNU # 290 (T) Canon West Sub | WPC Transmission Line # 290 (T) Canon West Sub WAPA - Arequa Gulch Sub # | 135003 | Land Rts - Depreciable: 4562XXXXXX | 13171910 | EASEMENT-VOIGHT LOCKSMITH | 2009-07-30 | 2009-09-01 | 50507XFER
0 | 0 | 0 | 0 | 2024-12-01 | BH Colorado Electric Oper Co | Regulated Electric (122) | X DNU # 290 (T) Canon West Sub | WPC Transmission Line # 290 (T) Canon West Sub WAPA - Arequa Gulch Sub # | 135003 | Land Rts - Depreciable: 4562XXXXXX | 13196740 | EASEMENT-WEAVER | 2009-07-30 | 2009-09-01 | 50507XFER
0 | 0 | 0 | 0 | 2024-12-01 | BH Colorado Electric Oper Co | Regulated Electric (122) | X DNU # 290 (T) Canon West Sub | WPC Transmission Line # 290 (T) Canon West Sub WAPA - Arequa Gulch Sub # | 135003 | Land Rts - Depreciable: 4562XXXXXX | 13171890 | EASEMENT-FORAKER | 2009-07-30 | 2009-09-01 | 50507XFER
0 | 0 | 0 | 0 | 2024-12-01 | BH Colorado Electric Oper Co | Regulated Electric (122) | X DNU # 290 (T) Canon West Sub | WPC Transmission Line # 290 (T) Canon West Sub WAPA - Arequa Gulch Sub # | 135003 | Land Rts - Depreciable: 4562XXXXXX | 10932148 | EASEMENT-MCMILLIAN | 2009-07-30 | 2009-09-01 | 10011185
0 | 0 | 0 | 0 | 2024-12-01 | BH Colorado Electric Oper Co | Regulated Electric (122) | X DNU # 290 (T) Canon West Sub | WPC Transmission Line # 290 (T) Canon West Sub WAPA - Arequa Gulch Sub # | 135003 | Land Rts - Depreciable: 4562XXXXXX | 10932154 | EASEMENT-RAVEN ASHER | 2009-07-30 | 2009-09-01 | 10011185
0 | 0 | 0 | 0 | 2024-12-01 | BH Colorado Electric Oper Co | Regulated Electric (122) | X DNU # 290 (T) Canon West Sub | WPC Transmission Line # 290 (T) Canon West Sub WAPA - Arequa Gulch Sub # | 135003 | Land Rts - Depreciable: 4562XXXXXX | 10932157 | EASEMENT-WILLIAM TEZAK | 2009-07-30 | 2009-09-01 | 10011185
0 | 0 | 0 | 0 | 2024-12-01 | BH Colorado Electric Oper Co | Regulated Electric (122) | X DNU # 290 (T) Canon West Sub | WPC Transmission Line # 290 (T) Canon West Sub WAPA - Arequa Gulch Sub # | 135003 | Land Rts - Depreciable: 4562XXXXXX | 13171915 | EASEMENT-WANDA OLIVER | 2009-07-30 | 2009-09-01 | 50507XFER
0 | 0 | 0 | 0 | 2024-12-01 | BH Colorado Electric Oper Co | Regulated Electric (122) | X DNU # 290 (T) Canon West Sub | WPC Transmission Line # 290 (T) Canon West Sub WAPA - Arequa Gulch Sub # | 135003 | Land Rts - Depreciable: 4562XXXXXX | 13171920 | EASEMENT-WEAVER | 2009-07-30 | 2009-09-01 | 50507XFER
0 | 0 | 0 | 0 | 2024-12-01 | BH Colorado Electric Oper Co | Regulated Electric (122) | X DNU # 290 (T) Canon West Sub | WPC Transmission Line # 290 (T) Canon West Sub WAPA - Arequa Gulch Sub # | 135003 | Land Rts - Depreciable: 4562XXXXXX | 13196745 | EASEMENT-WILLIAM TEZAK | 2009-07-30 | 2009-09-01 | 50507XFER
0 | 0 | 0 | 0 | 2024-12-01 | BH Colorado Electric Oper Co | Regulated Electric (122) | X DNU # 290 (T) Canon West Sub | WPC Transmission Line # 290 (T) Canon West Sub WAPA - Arequa Gulch Sub # | 135003 | Land Rts - Depreciable: 4562XXXXXX | 13196735 | EASEMENT-WANDA OLIVER | 2009-07-30 | 2009-09-01 | 50507XFER
0 | 0 | 0 | 0 | 2024-12-01 | BH Colorado Electric Oper Co | Regulated Electric (122) | X DNU # 290 (T) Canon West Sub | WPC Transmission Line # 290 (T) Canon West Sub WAPA - Arequa Gulch Sub # | 135003 | Land Rts - Depreciable: 4562XXXXXX | 13196755 | EASEMENT-MCMILLIAN | 2009-07-30 | 2009-09-01 | 50507XFER
0 | 0 | 0 | 0 | 2024-12-01 | BH Colorado Electric Oper Co | Regulated Electric (122) | X DNU # 290 (T) Canon West Sub | WPC Transmission Line # 290 (T) Canon West Sub WAPA - Arequa Gulch Sub # | 135003 | Land Rts - Depreciable: 4562XXXXXX | 10932169 | EASEMENT-WEAVER | 2009-07-30 | 2009-09-01 | 10011185
0 | 0 | 0 | 0 | 2024-12-01 | BH Colorado Electric Oper Co | Regulated Electric (122) | X DNU # 290 (T) Canon West Sub | WPC Transmission Line # 290 (T) Canon West Sub WAPA - Arequa Gulch Sub # | 135003 | Land Rts - Depreciable: 4562XXXXXX | 13171895 | EASEMENT-MCMILLIAN | 2009-07-30 | 2009-09-01 | 50507XFER
0 | 0 | 0 | 0 | 2024-12-01 | BH Colorado Electric Oper Co | Regulated Electric (122) | X DNU # 290 (T) Canon West Sub | WPC Transmission Line # 290 (T) Canon West Sub WAPA - Arequa Gulch Sub # | 135003 | Land Rts - Depreciable: 4562XXXXXX | 13171925 | EASEMENT-WILLIAM TEZAK | 2009-07-30 | 2009-09-01 | 50507XFER
0 | 0 | 0 | 0 | 2024-12-01 | BH Colorado Electric Oper Co | Regulated Electric (122) | X DNU # 290 (T) Canon West Sub | WPC Transmission Line # 290 (T) Canon West Sub WAPA - Arequa Gulch Sub # | 135500 | Anchors: 0140000000 | 10932055 | Anchors | 2009-07-30 | 2009-01-01 | 10011185
0 | 0 | 0 | 0 | 2024-12-01 | BH Colorado Electric Oper Co | Regulated Electric (122) | X DNU # 290 (T) Canon West Sub | WPC Transmission Line # 290 (T) Canon West Sub WAPA - Arequa Gulch Sub # | 135500 | Crossarm Assemblies, Wood: 7914000000 | 21294062 | CROSSARM ASSEMBLIES, WOOD | 1965-07-01 | 1965-07-01 | 50507XFER
0 | 0 | 0 | 0 | 2024-12-01 | BH Colorado Electric Oper Co | Regulated Electric (122) | X DNU # 290 (T) Canon West Sub | WPC Transmission Line # 290 (T) Canon West Sub WAPA - Arequa Gulch Sub # | 135500 | Crossarm Assemblies, Wood: 7914000000 | 21294069 | CROSSARM ASSEMBLIES, WOOD | 1967-07-01 | 1967-07-01 | 50507XFER
0 | 0 | 0 | 0 | 2024-12-01 | BH Colorado Electric Oper Co | Regulated Electric (122) | X DNU # 290 (T) Canon West Sub | WPC Transmission Line # 290 (T) Canon West Sub WAPA - Arequa Gulch Sub # | 135500 | Crossarm, Steel: 2452000000 | 11624749 | CROSSARM, STEEL | 2009-07-30 | 2012-01-01 | 10011185
0 | 0 | 0 | 0 | 2024-12-01 | BH Colorado Electric Oper Co | Regulated Electric (122) | X DNU # 290 (T) Canon West Sub | WPC Transmission Line # 290 (T) Canon West Sub WAPA - Arequa Gulch Sub # | 135500 | Crossarm, Wood: 2451000000 | 10932077 | Crossarm, Wood | 2009-07-30 | 2009-01-01 | 10011185
0 | 0 | 0 | 0 | 2024-12-01 | BH Colorado Electric Oper Co | Regulated Electric (122) | X DNU # 290 (T) Canon West Sub | WPC Transmission Line # 290 (T) Canon West Sub WAPA - Arequa Gulch Sub # | 135500 | Estimated Additions: 0010000000 | 11613024 | Build line-C West- Victor-22mi | 2009-07-30 | 2012-09-01 | 10011185
1 | 0 | 0 | 0 | 2024-12-01 | BH Colorado Electric Oper Co | Regulated Electric (122) | X DNU # 290 (T) Canon West Sub | WPC Transmission Line # 290 (T) Canon West Sub WAPA - Arequa Gulch Sub # | 135500 | Estimated Additions: 0010000000 | 9995055 | ROW -Canon W to Victor-Ln 290 | 2005-08-09 | 2005-09-01 | 10022172
0 | 0 | 0 | 0 | 2024-12-01 | BH Colorado Electric Oper Co | Regulated Electric (122) | X DNU # 290 (T) Canon West Sub | WPC Transmission Line # 290 (T) Canon West Sub WAPA - Arequa Gulch Sub # | 135500 | Estimated Additions: 0010000000 | 9710337 | Build line-C West- Victor-22mi | 2009-07-29 | 2009-09-01 | 10011185
0 | 0 | 0 | 0 | 2024-12-01 | BH Colorado Electric Oper Co | Regulated Electric (122) | X DNU # 290 (T) Canon West Sub | WPC Transmission Line # 290 (T) Canon West Sub WAPA - Arequa Gulch Sub # | 135500 | Guys: 4060000000 | 10932080 | Guys | 2009-07-30 | 2009-01-01 | 10011185
0 | 0 | 0 | 0 | 2024-12-01 | BH Colorado Electric Oper Co | Regulated Electric (122) | X DNU # 290 (T) Canon West Sub | WPC Transmission Line # 290 (T) Canon West Sub WAPA - Arequa Gulch Sub # | 135500 | Pole, Wood, 65' Or Greater: 6161650000 | 10932083 | Wood 1 Pole 100' | 2009-07-30 | 2009-01-01 | 10011185
0 | 0 | 0 | 0 | 2024-12-01 | BH Colorado Electric Oper Co | Regulated Electric (122) | X DNU # 290 (T) Canon West Sub | WPC Transmission Line # 290 (T) Canon West Sub WAPA - Arequa Gulch Sub # | 135500 | Pole, Wood: 7911000000 | 10932172 | Pole, Wood | 2009-07-30 | 2009-09-01 | 10011185
0 | 0 | 0 | 0 | 2024-12-01 | BH Colorado Electric Oper Co | Regulated Electric (122) | X DNU # 290 (T) Canon West Sub | WPC Transmission Line # 290 (T) Canon West Sub WAPA - Arequa Gulch Sub # | 135500 | Pole, Wood: 7911000000 | 10932091 | Pole, Wood | 2009-07-30 | 2009-01-01 | 10011185
0 | 0 | 0 | 0 | 2024-12-01 | BH Colorado Electric Oper Co | Regulated Electric (122) | X DNU # 290 (T) Canon West Sub | WPC Transmission Line # 290 (T) Canon West Sub WAPA - Arequa Gulch Sub # | 135500 | Pole, Wood: 7911000000 | 21294076 | POLE, WOOD | 1967-07-01 | 1967-07-01 | 50507XFER
0 | 0 | 0 | 0 | 2024-12-01 | BH Colorado Electric Oper Co | Regulated Electric (122) | X DNU # 290 (T) Canon West Sub | WPC Transmission Line # 290 (T) Canon West Sub WAPA - Arequa Gulch Sub # | 135500 | Wood 1 Pole 35': 7911013500 | 10932112 | Wood 1 Pole 35' | 2009-07-30 | 2009-09-01 | 10011185
0 | 0 | 0 | 0 | 2024-12-01 | BH Colorado Electric Oper Co | Regulated Electric (122) | X DNU # 290 (T) Canon West Sub | WPC Transmission Line # 290 (T) Canon West Sub WAPA - Arequa Gulch Sub # | 135500 | Wood 1 Pole 35': 7911013500 | 10932115 | Wood 1 Pole 35' | 2009-07-30 | 2009-09-01 | 10011185
0 | 0 | 0 | 0 | 2024-12-01 | BH Colorado Electric Oper Co | Regulated Electric (122) | X DNU # 290 (T) Canon West Sub | WPC Transmission Line # 290 (T) Canon West Sub WAPA - Arequa Gulch Sub # | 135500 | Wood 1 Pole 55': 7911015500 | 10932118 | Wood 1 Pole 50' | 2009-07-30 | 2009-09-01 | 10011185
0 | 0 | 0 | 0 | 2024-12-01 | BH Colorado Electric Oper Co | Regulated Electric (122) | X DNU # 290 (T) Canon West Sub | WPC Transmission Line # 290 (T) Canon West Sub WAPA - Arequa Gulch Sub # | 135500 | Wood 1 Pole 55': 7911015500 | 10932088 | Wood 1 Pole 55' | 2009-07-30 | 2009-01-01 | 10011185
0 | 0 | 0 | 0 | 2024-12-01 | BH Colorado Electric Oper Co | Regulated Electric (122) | X DNU # 290 (T) Canon West Sub | WPC Transmission Line # 290 (T) Canon West Sub WAPA - Arequa Gulch Sub # | 135500 | Wood 1 Pole 60': 7911016000 | 10932121 | Wood 1 Pole 60' | 2009-07-30 | 2009-09-01 | 10011185
0 | 0 | 0 | 0 | 2024-12-01 | BH Colorado Electric Oper Co | Regulated Electric (122) | X DNU # 290 (T) Canon West Sub | WPC Transmission Line # 290 (T) Canon West Sub WAPA - Arequa Gulch Sub # | 135500 | Wood 1 Pole 60': 7911016000 | 10932124 | Wood 1 Pole 60' | 2009-07-30 | 2009-09-01 | 10011185
0 | 0 | 0 | 0 | 2024-12-01 | BH Colorado Electric Oper Co | Regulated Electric (122) | X DNU # 290 (T) Canon West Sub | WPC Transmission Line # 290 (T) Canon West Sub WAPA - Arequa Gulch Sub # | 135500 | Wood 1 Pole 65': 7911016500 | 10932127 | Wood 1 Pole 65' | 2009-07-30 | 2009-09-01 | 10011185
0 | 0 | 0 | 0 | 2024-12-01 | BH Colorado Electric Oper Co | Regulated Electric (122) | X DNU # 290 (T) Canon West Sub | WPC Transmission Line # 290 (T) Canon West Sub WAPA - Arequa Gulch Sub # | 135500 | Wood 1 Pole 70': 7911017000 | 10932130 | Wood 1 Pole 70' | 2009-07-30 | 2009-09-01 | 10011185
0 | 0 | 0 | 0 | 2024-12-01 | BH Colorado Electric Oper Co | Regulated Electric (122) | X DNU # 290 (T) Canon West Sub | WPC Transmission Line # 290 (T) Canon West Sub WAPA - Arequa Gulch Sub # | 135500 | Wood 1 Pole 75': 7911017500 | 10932133 | Wood 1 Pole 75' | 2009-07-30 | 2009-09-01 | 10011185
0 | 0 | 0 | 0 | 2024-12-01 | BH Colorado Electric Oper Co | Regulated Electric (122) | X DNU # 290 (T) Canon West Sub | WPC Transmission Line # 290 (T) Canon West Sub WAPA - Arequa Gulch Sub # | 135500 | Wood 1 Pole 80': 7911018000 | 10932136 | Wood 1 Pole 80' | 2009-07-30 | 2009-09-01 | 10011185
0 | 0 | 0 | 0 | 2024-12-01 | BH Colorado Electric Oper Co | Regulated Electric (122) | X DNU # 290 (T) Canon West Sub | WPC Transmission Line # 290 (T) Canon West Sub WAPA - Arequa Gulch Sub # | 135500 | Wood 1 Pole 85': 7911018500 | 10932139 | Wood 1 Pole 85' | 2009-07-30 | 2009-09-01 | 10011185
0 | 0 | 0 | 0 | 2024-12-01 | BH Colorado Electric Oper Co | Regulated Electric (122) | X DNU # 290 (T) Canon West Sub | WPC Transmission Line # 290 (T) Canon West Sub WAPA - Arequa Gulch Sub # | 135500 | Wood 1 Pole 90': 7911019000 | 10932142 | Wood 1 Pole 90' | 2009-07-30 | 2009-09-01 | 10011185
0 | 0 | 0 | 0 | 2024-12-01 | BH Colorado Electric Oper Co | Regulated Electric (122) | X DNU # 290 (T) Canon West Sub | WPC Transmission Line # 290 (T) Canon West Sub WAPA - Arequa Gulch Sub # | 135500 | Wood 1 Pole 95': 7911019500 | 10932145 | Wood 1 Pole 95' | 2009-07-30 | 2009-09-01 | 10011185
0 | 0 | 0 | 0 | 2024-12-01 | BH Colorado Electric Oper Co | Regulated Electric (122) | X DNU # 290 (T) Canon West Sub | WPC Transmission Line # 290 (T) Canon West Sub WAPA - Arequa Gulch Sub # | 135600 | Arrester - 0-10,000 Volts: 0210100000 | 10932062 | Arrester - Other | 2009-07-30 | 2009-01-01 | 10011185
0 | 0 | 0 | 0 | 2024-12-01 | BH Colorado Electric Oper Co | Regulated Electric (122) | X DNU # 290 (T) Canon West Sub | WPC Transmission Line # 290 (T) Canon West Sub WAPA - Arequa Gulch Sub # | 135600 | Conductor, Oh Acsr Bare 4: 1681030000 | 10932065 | Conductor, Oh Acsr Bare 4 | 2009-07-30 | 2009-01-01 | 10011185
0 | 0 | 0 | 0 | 2024-12-01 | BH Colorado Electric Oper Co | Regulated Electric (122) | X DNU # 290 (T) Canon West Sub | WPC Transmission Line # 290 (T) Canon West Sub WAPA - Arequa Gulch Sub # | 135600 | Conductor, Oh Acsr Bare 477 Mcm: 1681090000 | 10932068 | Conductor, Oh Acsr Bare 477 Mcm | 2009-07-30 | 2009-01-01 | 10011185
0 | 0 | 0 | 0 | 2024-12-01 | BH Colorado Electric Oper Co | Regulated Electric (122) | X DNU # 290 (T) Canon West Sub | WPC Transmission Line # 290 (T) Canon West Sub WAPA - Arequa Gulch Sub # | 135600 | Conductor, Oh Acsr Poly/WP 266.8Mcm: 1682080000 | 10932074 | Conductor, Oh Acsr Poly 266.8Mcm | 2009-07-30 | 2009-01-01 | 10011185
1 | 0 | 0 | 0 | 2024-12-01 | BH Colorado Electric Oper Co | Regulated Electric (122) | X DNU # 290 (T) Canon West Sub | WPC Transmission Line # 290 (T) Canon West Sub WAPA - Arequa Gulch Sub # | 135600 | Estimated Additions: 0010000000 | 9697802 | ROW -Canon W to Victor-Ln 290 | 2005-08-09 | 2005-09-01 | 10022172
0 | 0 | 0 | 0 | 2024-12-01 | BH Colorado Electric Oper Co | Regulated Electric (122) | X DNU # 290 (T) Canon West Sub | WPC Transmission Line # 290 (T) Canon West Sub WAPA - Arequa Gulch Sub # | 135600 | Estimated Additions: 0010000000 | 9731513 | Build line-C West- Victor-22mi | 2009-07-29 | 2009-09-01 | 10011185
0 | 0 | 0 | 0 | 2024-12-01 | BH Colorado Electric Oper Co | Regulated Electric (122) | X DNU # 290 (T) Canon West Sub | WPC Transmission Line # 290 (T) Canon West Sub WAPA - Arequa Gulch Sub # | 135600 | Estimated Additions: 0010000000 | 11613027 | Build line-C West- Victor-22mi | 2009-07-30 | 2012-09-01 | 10011185
0 | 0 | 0 | 0 | 2024-12-01 | BH Colorado Electric Oper Co | Regulated Electric (122) | X DNU # 290 (T) Canon West Sub | WPC Transmission Line # 290 (T) Canon West Sub WAPA - Arequa Gulch Sub # | 135600 | Insulator, 115KV: | 10932094 | Insulator, 115KV | 2009-07-30 | 2009-01-01 | 10011185
0 | 0 | 0 | 0 | 2024-12-01 | BH Colorado Electric Oper Co | Regulated Electric (122) | X DNU # 290 (T) Canon West Sub | WPC Transmission Line # 290 (T) Canon West Sub WAPA - Arequa Gulch Sub # | 135600 | Insulator, 230kv: | 10932097 | Insulator, 230kv | 2009-07-30 | 2009-01-01 | 10011185
0 | 0 | 0 | 0 | 2024-12-01 | BH Colorado Electric Oper Co | Regulated Electric (122) | X DNU # 290 (T) Canon West Sub | WPC Transmission Line # 290 (T) Canon West Sub WAPA - Arequa Gulch Sub # | 135600 | Insulator: | 10932100 | Insulator | 2009-07-30 | 2009-01-01 | 10011185
0 | 0 | 0 | 0 | 2024-12-01 | BH Colorado Electric Oper Co | Regulated Electric (122) | X DNU # 290 (T) Canon West Sub | WPC Transmission Line # 290 (T) Canon West Sub WAPA - Arequa Gulch Sub # | 135600 | Static Wire (Transmission Lines): 1682000000 | 21294083 | STATIC WIRE (TRANSMISSION LINES) | 1936-07-01 | 1936-07-01 | 50507XFER
0 | 0 | 0 | 0 | 2024-12-01 | BH Colorado Electric Oper Co | Regulated Electric (122) | X DNU # 290 (T) Canon West Sub | WPC Transmission Line # 290 (T) Canon West Sub WAPA - Arequa Gulch Sub # | 135600 | Static Wire (Transmission Lines): 1682000000 | 21294097 | STATIC WIRE (TRANSMISSION LINE | 1967-07-01 | 1967-07-01 | 50507XFER
0 | 0 | 0 | 0 | 2024-12-01 | BH Colorado Electric Oper Co | Regulated Electric (122) | X DNU # 290 (T) Canon West Sub | WPC Transmission Line # 290 (T) Canon West Sub WAPA - Arequa Gulch Sub # | 135600 | Static Wire (Transmission Lines): 1682000000 | 10932071 | Static Wire (Transmission Lines) | 2009-07-30 | 2009-01-01 | 10011185
0 | 0 | 0 | 0 | 2024-12-01 | BH Colorado Electric Oper Co | Regulated Electric (122) | X DNU # 290 (T) Canon West Sub | WPC Transmission Line # 290 (T) Canon West Sub WAPA - Arequa Gulch Sub # | 135600 | Static Wire (Transmission Lines): 1682000000 | 21294090 | STATIC WIRE (TRANSMISSION LINE | 1965-07-01 | 1965-07-01 | 50507XFER
0 | 0 | 0 | 0 | 2024-12-01 | BH Colorado Electric Oper Co | Regulated Electric (122) | X DNU # 295 (T) Airport Memorial | WPC Transmission Line # 295 (T) Reader to Airport Memorial | 135002 | Land Rights - Non-Depreciable: 4552XXXXXX | 21265426 | T-LIN S09 T22 R57 | 1941-07-01 | 1941-07-01 | 50505XFER
0 | 0 | 0 | 0 | 2024-12-01 | BH Colorado Electric Oper Co | Regulated Electric (122) | X DNU # 295 (T) Airport Memorial | WPC Transmission Line # 295 (T) Reader to Airport Memorial | 135002 | Land Rights - Non-Depreciable: 4552XXXXXX | 21265464 | T-LIN S16 T21 R61 | 1954-07-01 | 1954-07-01 | 50505XFER
0 | 0 | 0 | 0 | 2024-12-01 | BH Colorado Electric Oper Co | Regulated Electric (122) | X DNU # 295 (T) Airport Memorial | WPC Transmission Line # 295 (T) Reader to Airport Memorial | 135002 | Land Rights - Non-Depreciable: 4552XXXXXX | 21265476 | T-LIN S17 T21 R61 | 1954-07-01 | 1954-07-01 | 50505XFER
0 | 0 | 0 | 0 | 2024-12-01 | BH Colorado Electric Oper Co | Regulated Electric (122) | X DNU # 295 (T) Airport Memorial | WPC Transmission Line # 295 (T) Reader to Airport Memorial | 135002 | Land Rights - Non-Depreciable: 4552XXXXXX | 21265518 | T-LIN S05 T21 R63 | 1966-07-01 | 1966-07-01 | 50505XFER
0 | 0 | 0 | 0 | 2024-12-01 | BH Colorado Electric Oper Co | Regulated Electric (122) | X DNU # 295 (T) Airport Memorial | WPC Transmission Line # 295 (T) Reader to Airport Memorial | 135002 | Land Rights - Non-Depreciable: 4552XXXXXX | 21265546 | T-LIN S08 T21 R64 | 1976-07-01 | 1976-07-01 | 50505XFER
0 | 0 | 0 | 0 | 2024-12-01 | BH Colorado Electric Oper Co | Regulated Electric (122) | X DNU # 295 (T) Airport Memorial | WPC Transmission Line # 295 (T) Reader to Airport Memorial | 135002 | Land Rights - Non-Depreciable: 4552XXXXXX | 21265430 | T-LIN S09 T22 R57 | 1942-07-01 | 1942-07-01 | 50505XFER
0 | 0 | 0 | 0 | 2024-12-01 | BH Colorado Electric Oper Co | Regulated Electric (122) | X DNU # 295 (T) Airport Memorial | WPC Transmission Line # 295 (T) Reader to Airport Memorial | 135002 | Land Rights - Non-Depreciable: 4552XXXXXX | 21265451 | T-LIN S35 T21 R61 | 1954-07-01 | 1954-07-01 | 50505XFER
0 | 0 | 0 | 0 | 2024-12-01 | BH Colorado Electric Oper Co | Regulated Electric (122) | X DNU # 295 (T) Airport Memorial | WPC Transmission Line # 295 (T) Reader to Airport Memorial | 135002 | Land Rights - Non-Depreciable: 4552XXXXXX | 21265454 | T-LIN S21 T21 R61 | 1954-07-01 | 1954-07-01 | 50505XFER
0 | 0 | 0 | 0 | 2024-12-01 | BH Colorado Electric Oper Co | Regulated Electric (122) | X DNU # 295 (T) Airport Memorial | WPC Transmission Line # 295 (T) Reader to Airport Memorial | 135002 | Land Rights - Non-Depreciable: 4552XXXXXX | 21265506 | T-LIN S06 T21 R63 | 1966-07-01 | 1966-07-01 | 50505XFER
0 | 0 | 0 | 0 | 2024-12-01 | BH Colorado Electric Oper Co | Regulated Electric (122) | X DNU # 295 (T) Airport Memorial | WPC Transmission Line # 295 (T) Reader to Airport Memorial | 135002 | Land Rights - Non-Depreciable: 4552XXXXXX | 21265457 | T-LIN S36 T21 R61 | 1954-07-01 | 1954-07-01 | 50505XFER
0 | 0 | 0 | 0 | 2024-12-01 | BH Colorado Electric Oper Co | Regulated Electric (122) | X DNU # 295 (T) Airport Memorial | WPC Transmission Line # 295 (T) Reader to Airport Memorial | 135002 | Land Rights - Non-Depreciable: 4552XXXXXX | 21265493 | T-LIN S05 T22 R60 | 1954-07-01 | 1954-07-01 | 50505XFER
0 | 0 | 0 | 0 | 2024-12-01 | BH Colorado Electric Oper Co | Regulated Electric (122) | X DNU # 295 (T) Airport Memorial | WPC Transmission Line # 295 (T) Reader to Airport Memorial | 135002 | Land Rights - Non-Depreciable: 4552XXXXXX | 21265498 | T-LIN S18 T21 R61 | 1954-07-01 | 1954-07-01 | 50505XFER
0 | 0 | 0 | 0 | 2024-12-01 | BH Colorado Electric Oper Co | Regulated Electric (122) | X DNU # 295 (T) Airport Memorial | WPC Transmission Line # 295 (T) Reader to Airport Memorial | 135002 | Land Rights - Non-Depreciable: 4552XXXXXX | 21265525 | T-LIN S02 T21 R64 | 1966-07-01 | 1966-07-01 | 50505XFER
0 | 0 | 0 | 0 | 2024-12-01 | BH Colorado Electric Oper Co | Regulated Electric (122) | X DNU # 295 (T) Airport Memorial | WPC Transmission Line # 295 (T) Reader to Airport Memorial | 135002 | Land Rights - Non-Depreciable: 4552XXXXXX | 21265438 | TRANS LINE | 1943-07-01 | 1943-07-01 | 50505XFER
0 | 0 | 0 | 0 | 2024-12-01 | BH Colorado Electric Oper Co | Regulated Electric (122) | X DNU # 295 (T) Airport Memorial | WPC Transmission Line # 295 (T) Reader to Airport Memorial | 135002 | Land Rights - Non-Depreciable: 4552XXXXXX | 21265471 | T-LIN S32 T21 R60 | 1954-07-01 | 1954-07-01 | 50505XFER
0 | 0 | 0 | 0 | 2024-12-01 | BH Colorado Electric Oper Co | Regulated Electric (122) | X DNU # 295 (T) Airport Memorial | WPC Transmission Line # 295 (T) Reader to Airport Memorial | 135002 | Land Rights - Non-Depreciable: 4552XXXXXX | 21265567 | T-LIN S11 T22 R58 | 1977-07-01 | 1977-07-01 | 50505XFER
0 | 0 | 0 | 0 | 2024-12-01 | BH Colorado Electric Oper Co | Regulated Electric (122) | X DNU # 295 (T) Airport Memorial | WPC Transmission Line # 295 (T) Reader to Airport Memorial | 135002 | Land Rights - Non-Depreciable: 4552XXXXXX | 21265579 | T-LIN S24 T21 R57 | 1977-07-01 | 1977-07-01 | 50505XFER
0 | 0 | 0 | 0 | 2024-12-01 | BH Colorado Electric Oper Co | Regulated Electric (122) | X DNU # 295 (T) Airport Memorial | WPC Transmission Line # 295 (T) Reader to Airport Memorial | 135002 | Land Rights - Non-Depreciable: 4552XXXXXX | 21265539 | T-LIN S26 T22 R58 | 1969-07-01 | 1969-07-01 | 50505XFER
0 | 0 | 0 | 0 | 2024-12-01 | BH Colorado Electric Oper Co | Regulated Electric (122) | X DNU # 295 (T) Airport Memorial | WPC Transmission Line # 295 (T) Reader to Airport Memorial | 135002 | Land Rights - Non-Depreciable: 4552XXXXXX | 21265614 | T-LIN S11 T22 R57 | 1977-07-01 | 1977-07-01 | 50505XFER
0 | 0 | 0 | 0 | 2024-12-01 | BH Colorado Electric Oper Co | Regulated Electric (122) | X DNU # 295 (T) Airport Memorial | WPC Transmission Line # 295 (T) Reader to Airport Memorial | 135002 | Land Rights - Non-Depreciable: 4552XXXXXX | 21265553 | T-LIN S07 T21 R64 | 1976-07-01 | 1976-07-01 | 50505XFER
0 | 0 | 0 | 0 | 2024-12-01 | BH Colorado Electric Oper Co | Regulated Electric (122) | X DNU # 295 (T) Airport Memorial | WPC Transmission Line # 295 (T) Reader to Airport Memorial | 135002 | Land Rights - Non-Depreciable: 4552XXXXXX | 21265375 | T-LIN S12 T22 R57 | 1977-07-01 | 1977-07-01 | 50505XFER
0 | 0 | 0 | 0 | 2024-12-01 | BH Colorado Electric Oper Co | Regulated Electric (122) | X DNU # 295 (T) Airport Memorial | WPC Transmission Line # 295 (T) Reader to Airport Memorial | 135002 | Land Rights - Non-Depreciable: 4552XXXXXX | 21265448 | T-LIN S35 T21 R61 | 1951-07-01 | 1951-07-01 | 50505XFER
0 | 0 | 0 | 0 | 2024-12-01 | BH Colorado Electric Oper Co | Regulated Electric (122) | X DNU # 295 (T) Airport Memorial | WPC Transmission Line # 295 (T) Reader to Airport Memorial | 135002 | Land Rights - Non-Depreciable: 4552XXXXXX | 21265486 | T-LIN S31 T21 R60 | 1954-07-01 | 1954-07-01 | 50505XFER
0 | 0 | 0 | 0 | 2024-12-01 | BH Colorado Electric Oper Co | Regulated Electric (122) | X DNU # 295 (T) Airport Memorial | WPC Transmission Line # 295 (T) Reader to Airport Memorial | 135002 | Land Rights - Non-Depreciable: 4552XXXXXX | 21265501 | T-LIN S04 T21 R62 | 1962-07-01 | 1962-07-01 | 50505XFER
0 | 0 | 0 | 0 | 2024-12-01 | BH Colorado Electric Oper Co | Regulated Electric (122) | X DNU # 295 (T) Airport Memorial | WPC Transmission Line # 295 (T) Reader to Airport Memorial | 135002 | Land Rights - Non-Depreciable: 4552XXXXXX | 21265532 | T-LIN S05 T21 R63 | 1967-07-01 | 1967-07-01 | 50505XFER
0 | 0 | 0 | 0 | 2024-12-01 | BH Colorado Electric Oper Co | Regulated Electric (122) | X DNU # 295 (T) Airport Memorial | WPC Transmission Line # 295 (T) Reader to Airport Memorial | 135002 | Land Rights - Non-Depreciable: 4552XXXXXX | 21265560 | T-LIN S07 T22 R57 | 1977-07-01 | 1977-07-01 | 50505XFER
0 | 0 | 0 | 0 | 2024-12-01 | BH Colorado Electric Oper Co | Regulated Electric (122) | X DNU # 295 (T) Airport Memorial | WPC Transmission Line # 295 (T) Reader to Airport Memorial | 135002 | Land Rights - Non-Depreciable: 4552XXXXXX | 21265359 | T-LIN S09 T22 R57 | 1937-07-01 | 1937-07-01 | 50505XFER
0 | 0 | 0 | 0 | 2024-12-01 | BH Colorado Electric Oper Co | Regulated Electric (122) | X DNU # 295 (T) Airport Memorial | WPC Transmission Line # 295 (T) Reader to Airport Memorial | 135002 | Land Rights - Non-Depreciable: 4552XXXXXX | 21265600 | T-LIN S12 T22 R58 | 1977-07-01 | 1977-07-01 | 50505XFER
0 | 0 | 0 | 0 | 2024-12-01 | BH Colorado Electric Oper Co | Regulated Electric (122) | X DNU # 295 (T) Airport Memorial | WPC Transmission Line # 295 (T) Reader to Airport Memorial | 135002 | Land Rights - Non-Depreciable: 4552XXXXXX | 21265382 | T-LIN S01 T22 R57 | 1977-07-01 | 1977-07-01 | 50505XFER
0 | 0 | 0 | 0 | 2024-12-01 | BH Colorado Electric Oper Co | Regulated Electric (122) | X DNU # 295 (T) Airport Memorial | WPC Transmission Line # 295 (T) Reader to Airport Memorial | 135002 | Land Rights - Non-Depreciable: 4552XXXXXX | 21265404 | T-LIN S08 T22 R57 | 1977-07-01 | 1977-07-01 | 50505XFER
0 | 0 | 0 | 0 | 2024-12-01 | BH Colorado Electric Oper Co | Regulated Electric (122) | X DNU # 295 (T) Airport Memorial | WPC Transmission Line # 295 (T) Reader to Airport Memorial | 135002 | Land Rights - Non-Depreciable: 4552XXXXXX | 21265483 | T-LIN S05 T21 R60 | 1954-07-01 | 1954-07-01 | 50505XFER
0 | 0 | 0 | 0 | 2024-12-01 | BH Colorado Electric Oper Co | Regulated Electric (122) | X DNU # 295 (T) Airport Memorial | WPC Transmission Line # 295 (T) Reader to Airport Memorial | 135002 | Land Rights - Non-Depreciable: 4552XXXXXX | 21265413 | T-LIN S09 T22 R57 | 1938-07-01 | 1938-07-01 | 50505XFER
0 | 0 | 0 | 0 | 2024-12-01 | BH Colorado Electric Oper Co | Regulated Electric (122) | X DNU # 295 (T) Airport Memorial | WPC Transmission Line # 295 (T) Reader to Airport Memorial | 135002 | Land Rights - Non-Depreciable: 4552XXXXXX | 21265423 | T-LIN S09 T22 R57 | 1939-07-01 | 1939-07-01 | 50505XFER
0 | 0 | 0 | 0 | 2024-12-01 | BH Colorado Electric Oper Co | Regulated Electric (122) | X DNU # 295 (T) Airport Memorial | WPC Transmission Line # 295 (T) Reader to Airport Memorial | 135002 | Land Rights - Non-Depreciable: 4552XXXXXX | 21265441 | T-LIN S18 T21 R61 | 1951-07-01 | 1951-07-01 | 50505XFER
0 | 0 | 0 | 0 | 2024-12-01 | BH Colorado Electric Oper Co | Regulated Electric (122) | X DNU # 295 (T) Airport Memorial | WPC Transmission Line # 295 (T) Reader to Airport Memorial | 135002 | Land Rights - Non-Depreciable: 4552XXXXXX | 21265593 | T-LIN S23 T22 R58 | 1977-07-01 | 1977-07-01 | 50505XFER
0 | 0 | 0 | 0 | 2024-12-01 | BH Colorado Electric Oper Co | Regulated Electric (122) | X DNU # 295 (T) Airport Memorial | WPC Transmission Line # 295 (T) Reader to Airport Memorial | 135002 | Land Rights - Non-Depreciable: 4552XXXXXX | 21265586 | T-LIN S10 T22 R57 | 1977-07-01 | 1977-07-01 | 50505XFER
0 | 0 | 0 | 0 | 2024-12-01 | BH Colorado Electric Oper Co | Regulated Electric (122) | X DNU # 295 (T) Airport Memorial | WPC Transmission Line # 295 (T) Reader to Airport Memorial | 135002 | Land Rights - Non-Depreciable: 4552XXXXXX | 21265607 | T-LIN S09 T22 R57 | 1977-07-01 | 1977-07-01 | 50505XFER
0 | 0 | 0 | 0 | 2024-12-01 | BH Colorado Electric Oper Co | Regulated Electric (122) | X DNU # 295 (T) Airport Memorial | WPC Transmission Line # 295 (T) Reader to Airport Memorial | 135002 | Land Rights - Non-Depreciable: 4552XXXXXX | 21265393 | T-LIN S36 T21 R57 | 1977-07-01 | 1977-07-01 | 50505XFER
0 | 0 | 0 | 0 | 2024-12-01 | BH Colorado Electric Oper Co | Regulated Electric (122) | X DNU # 295 (T) Airport Memorial | WPC Transmission Line # 295 (T) Reader to Airport Memorial | 135002 | Land Rights - Non-Depreciable: 4552XXXXXX | 21265511 | T-LIN S03 T21 R64 | 1966-07-01 | 1966-07-01 | 50505XFER
0 | 0 | 0 | 0 | 2024-12-01 | BH Colorado Electric Oper Co | Regulated Electric (122) | X DNU # 295 (T) Airport Memorial | WPC Transmission Line # 295 (T) Reader to Airport Memorial | 135002 | Land Rights - Non-Depreciable: 4552XXXXXX | 21265621 | T-LIN S14 T22 R58 | 1977-07-01 | 1977-07-01 | 50505XFER
0 | 0 | 0 | 0 | 2024-12-01 | BH Colorado Electric Oper Co | Regulated Electric (122) | X DNU # 295 (T) Airport Memorial | WPC Transmission Line # 295 (T) Reader to Airport Memorial | 135002 | Land Rights - Non-Depreciable: 4552XXXXXX | 21265572 | T-LIN S25 T21 R57 | 1977-07-01 | 1977-07-01 | 50505XFER
0 | 0 | 0 | 0 | 2024-12-01 | BH Colorado Electric Oper Co | Regulated Electric (122) | X DNU # 295 (T) Airport Memorial | WPC Transmission Line # 295 (T) Reader to Airport Memorial | 135002 | Right-Of-Ways - Non-Depreciable: 4554XXXXXX | 10498046 | ROW-PHILLIPS | 2009-07-17 | 2009-07-01 | 10024213
0 | 0 | 0 | 0 | 2024-12-01 | BH Colorado Electric Oper Co | Regulated Electric (122) | X DNU # 295 (T) Airport Memorial | WPC Transmission Line # 295 (T) Reader to Airport Memorial | 135002 | Right-Of-Ways - Non-Depreciable: 4554XXXXXX | 10498040 | ROW-MARTINEZ | 2009-07-17 | 2009-07-01 | 10024213
0 | 0 | 0 | 0 | 2024-12-01 | BH Colorado Electric Oper Co | Regulated Electric (122) | X DNU # 295 (T) Airport Memorial | WPC Transmission Line # 295 (T) Reader to Airport Memorial | 135002 | Right-Of-Ways - Non-Depreciable: 4554XXXXXX | 10498031 | ROW-STOCKTON | 2009-07-17 | 2009-07-01 | 10024213
0 | 0 | 0 | 0 | 2024-12-01 | BH Colorado Electric Oper Co | Regulated Electric (122) | X DNU # 295 (T) Airport Memorial | WPC Transmission Line # 295 (T) Reader to Airport Memorial | 135002 | Right-Of-Ways - Non-Depreciable: 4554XXXXXX | 10498028 | ROW-GENOVA | 2009-07-17 | 2009-07-01 | 10024213
0 | 0 | 0 | 0 | 2024-12-01 | BH Colorado Electric Oper Co | Regulated Electric (122) | X DNU # 295 (T) Airport Memorial | WPC Transmission Line # 295 (T) Reader to Airport Memorial | 135002 | Right-Of-Ways - Non-Depreciable: 4554XXXXXX | 10498037 | ROW-BRITTAIN | 2009-07-17 | 2009-07-01 | 10024213
0 | 0 | 0 | 0 | 2024-12-01 | BH Colorado Electric Oper Co | Regulated Electric (122) | X DNU # 295 (T) Airport Memorial | WPC Transmission Line # 295 (T) Reader to Airport Memorial | 135002 | Right-Of-Ways - Non-Depreciable: 4554XXXXXX | 10498021 | ROW-CARTER | 2009-07-17 | 2009-07-01 | 10024213
0 | 0 | 0 | 0 | 2024-12-01 | BH Colorado Electric Oper Co | Regulated Electric (122) | X DNU # 295 (T) Airport Memorial | WPC Transmission Line # 295 (T) Reader to Airport Memorial | 135002 | Right-Of-Ways - Non-Depreciable: 4554XXXXXX | 10498043 | ROW-MIKETA1 | 2009-07-17 | 2009-07-01 | 10024213
0 | 0 | 0 | 0 | 2024-12-01 | BH Colorado Electric Oper Co | Regulated Electric (122) | X DNU # 295 (T) Airport Memorial | WPC Transmission Line # 295 (T) Reader to Airport Memorial | 135002 | Right-Of-Ways - Non-Depreciable: 4554XXXXXX | 10498034 | ROW-BIGGERSTAFF | 2009-07-17 | 2009-07-01 | 10024213
0 | 0 | 0 | 0 | 2024-12-01 | BH Colorado Electric Oper Co | Regulated Electric (122) | X DNU # 295 (T) Airport Memorial | WPC Transmission Line # 295 (T) Reader to Airport Memorial | 135500 | A dummy retirement unit: | 10204210 | dummy | 2009-07-17 | 2009-01-01 | 10026155
0 | 0 | 0 | 0 | 2024-12-01 | BH Colorado Electric Oper Co | Regulated Electric (122) | X DNU # 295 (T) Airport Memorial | WPC Transmission Line # 295 (T) Reader to Airport Memorial | 135500 | Anchors: 0140000000 | 10990923 | ANCHORS | 2010-06-01 | 2010-01-01 | 10018508
0 | 0 | 0 | 0 | 2024-12-01 | BH Colorado Electric Oper Co | Regulated Electric (122) | X DNU # 295 (T) Airport Memorial | WPC Transmission Line # 295 (T) Reader to Airport Memorial | 135500 | Crossarm Assemblies, Wood: 7914000000 | 10990994 | Crossarm Assemblies, Wood | 2010-06-01 | 2010-06-01 | 10018508
0 | 0 | 0 | 0 | 2024-12-01 | BH Colorado Electric Oper Co | Regulated Electric (122) | X DNU # 295 (T) Airport Memorial | WPC Transmission Line # 295 (T) Reader to Airport Memorial | 135500 | Estimated Additions: 0010000000 | 10374217 | Bld 115kV Readr-Airport Mem Ln | 2010-06-01 | 2010-06-01 | 10018508
0 | 0 | 0 | 0 | 2024-12-01 | BH Colorado Electric Oper Co | Regulated Electric (122) | X DNU # 295 (T) Airport Memorial | WPC Transmission Line # 295 (T) Reader to Airport Memorial | 135500 | Estimated Additions: 0010000000 | 9729239 | ROW for New TLine-Reader-AirMe | 2009-07-17 | 2009-07-01 | 10024213
0 | 0 | 0 | 0 | 2024-12-01 | BH Colorado Electric Oper Co | Regulated Electric (122) | X DNU # 295 (T) Airport Memorial | WPC Transmission Line # 295 (T) Reader to Airport Memorial | 135500 | Estimated Additions: 0010000000 | 11213802 | Bld 115kV Readr-Airport Mem Ln | 2010-06-01 | 2011-12-01 | 10018508
0 | 0 | 0 | 0 | 2024-12-01 | BH Colorado Electric Oper Co | Regulated Electric (122) | X DNU # 295 (T) Airport Memorial | WPC Transmission Line # 295 (T) Reader to Airport Memorial | 135500 | Estimated Additions: 0010000000 | 9728863 | Engineering New T-line #295 | 2009-07-17 | 2009-07-01 | 10026155
0 | 0 | 0 | 0 | 2024-12-01 | BH Colorado Electric Oper Co | Regulated Electric (122) | X DNU # 295 (T) Airport Memorial | WPC Transmission Line # 295 (T) Reader to Airport Memorial | 135500 | Guys: 4060000000 | 10990939 | Guys | 2010-06-01 | 2010-01-01 | 10018508
0 | 0 | 0 | 0 | 2024-12-01 | BH Colorado Electric Oper Co | Regulated Electric (122) | X DNU # 295 (T) Airport Memorial | WPC Transmission Line # 295 (T) Reader to Airport Memorial | 135500 | Pole, Other, 41' - 50': | 10990979 | POLE, WOOD 50 FOOT | 2010-06-01 | 2010-01-01 | 10018508
0 | 0 | 0 | 0 | 2024-12-01 | BH Colorado Electric Oper Co | Regulated Electric (122) | X DNU # 295 (T) Airport Memorial | WPC Transmission Line # 295 (T) Reader to Airport Memorial | 135500 | Pole, Wood, 30' - 40': 6161400000 | 10990951 | POLE WOOD 40 FOOT | 2010-06-01 | 2010-01-01 | 10018508
0 | 0 | 0 | 0 | 2024-12-01 | BH Colorado Electric Oper Co | Regulated Electric (122) | X DNU # 295 (T) Airport Memorial | WPC Transmission Line # 295 (T) Reader to Airport Memorial | 135500 | Pole, Wood, 60': 6161600000 | 10990954 | POLE WOOD 60 FOOT | 2010-06-01 | 2010-01-01 | 10018508
0 | 0 | 0 | 0 | 2024-12-01 | BH Colorado Electric Oper Co | Regulated Electric (122) | X DNU # 295 (T) Airport Memorial | WPC Transmission Line # 295 (T) Reader to Airport Memorial | 135500 | Pole, Wood, 65' Or Greater: 6161650000 | 10990957 | POLE, WOOD 65 FOOT | 2010-06-01 | 2010-01-01 | 10018508
0 | 0 | 0 | 0 | 2024-12-01 | BH Colorado Electric Oper Co | Regulated Electric (122) | X DNU # 295 (T) Airport Memorial | WPC Transmission Line # 295 (T) Reader to Airport Memorial | 135500 | Pole, Wood: 7911000000 | 10990991 | Pole, Wood | 2010-06-01 | 2010-06-01 | 10018508
0 | 0 | 0 | 0 | 2024-12-01 | BH Colorado Electric Oper Co | Regulated Electric (122) | X DNU # 295 (T) Airport Memorial | WPC Transmission Line # 295 (T) Reader to Airport Memorial | 135600 | Conductor, Oh Acsr Bare 6: 1681020000 | 10990930 | CONDUCTOR, OH COPPER BARE # 6 | 2010-06-01 | 2010-01-01 | 10018508
0 | 0 | 0 | 0 | 2024-12-01 | BH Colorado Electric Oper Co | Regulated Electric (122) | X DNU # 295 (T) Airport Memorial | WPC Transmission Line # 295 (T) Reader to Airport Memorial | 135600 | Conductor, Oh Acsr Bare 795 Mcm: 1681097950 | 10990988 | Conductor, Oh Acsr Bare 795 Mcm | 2010-06-01 | 2010-01-01 | 10018508
0 | 0 | 0 | 0 | 2024-12-01 | BH Colorado Electric Oper Co | Regulated Electric (122) | X DNU # 295 (T) Airport Memorial | WPC Transmission Line # 295 (T) Reader to Airport Memorial | 135600 | Conductor, Oh Copper Bare 4: 1683030000 | 10990936 | CONDUCTOR, OH COPPER BARE # 4 | 2010-06-01 | 2010-01-01 | 10018508
0 | 0 | 0 | 0 | 2024-12-01 | BH Colorado Electric Oper Co | Regulated Electric (122) | X DNU # 295 (T) Airport Memorial | WPC Transmission Line # 295 (T) Reader to Airport Memorial | 135600 | Estimated Additions: 0010000000 | 9729240 | ROW for New TLine-Reader-AirMe | 2009-07-17 | 2009-07-01 | 10024213
0 | 0 | 0 | 0 | 2024-12-01 | BH Colorado Electric Oper Co | Regulated Electric (122) | X DNU # 295 (T) Airport Memorial | WPC Transmission Line # 295 (T) Reader to Airport Memorial | 135600 | Estimated Additions: 0010000000 | 10374220 | Bld 115kV Readr-Airport Mem Ln | 2010-06-01 | 2010-06-01 | 10018508
0 | 0 | 0 | 0 | 2024-12-01 | BH Colorado Electric Oper Co | Regulated Electric (122) | X DNU # 295 (T) Airport Memorial | WPC Transmission Line # 295 (T) Reader to Airport Memorial | 135600 | Estimated Additions: 0010000000 | 9728864 | Engineering New T-line #295 | 2009-07-17 | 2009-07-01 | 10026155
0 | 0 | 0 | 0 | 2024-12-01 | BH Colorado Electric Oper Co | Regulated Electric (122) | X DNU # 295 (T) Airport Memorial | WPC Transmission Line # 295 (T) Reader to Airport Memorial | 135600 | Estimated Additions: 0010000000 | 11213805 | Bld 115kV Readr-Airport Mem Ln | 2010-06-01 | 2011-12-01 | 10018508
0 | 0 | 0 | 0 | 2024-12-01 | BH Colorado Electric Oper Co | Regulated Electric (122) | X DNU # 295 (T) Airport Memorial | WPC Transmission Line # 295 (T) Reader to Airport Memorial | 135600 | Insulator, 115KV: | 10990982 | INSULATOR, HORIZONTAL LINE POST, 115KV | 2010-06-01 | 2010-01-01 | 10018508
0 | 0 | 0 | 0 | 2024-12-01 | BH Colorado Electric Oper Co | Regulated Electric (122) | X DNU # 295 (T) Airport Memorial | WPC Transmission Line # 295 (T) Reader to Airport Memorial | 135600 | Insulator: | 10990985 | INSULATORS, STRAIN GUY | 2010-06-01 | 2010-01-01 | 10018508
0 | 0 | 0 | 0 | 2024-12-01 | BH Colorado Electric Oper Co | Regulated Electric (122) | X DNU # 295 (T) Airport Memorial | WPC Transmission Line # 295 (T) Reader to Airport Memorial | 135600 | Insulators-Pin & Cap-15kv: 4271015000 | 10990942 | INSULATOR, PIN TYPE 15KV | 2010-06-01 | 2010-01-01 | 10018508
0 | 0 | 0 | 0 | 2024-12-01 | BH Colorado Electric Oper Co | Regulated Electric (122) | X DNU # 295 (T) Airport Memorial | WPC Transmission Line # 295 (T) Reader to Airport Memorial | 135600 | Insulators-Post-69kv: 4272069000 | 10990945 | INSULATOR, HORIZONTAL LINE POST, 69KV | 2010-06-01 | 2010-01-01 | 10018508
0 | 0 | 0 | 0 | 2024-12-01 | BH Colorado Electric Oper Co | Regulated Electric (122) | X DNU # 295 (T) Airport Memorial | WPC Transmission Line # 295 (T) Reader to Airport Memorial | 135600 | Post Insulators: 4272000000 | 10990976 | Post Insulators | 2010-06-01 | 2010-01-01 | 10018508
0 | 0 | 0 | 0 | 2024-12-01 | BH Colorado Electric Oper Co | Regulated Electric (122) | X DNU # 295 (T) Airport Memorial | WPC Transmission Line # 295 (T) Reader to Airport Memorial | 135600 | Static Wire (Transmission Lines): 1682000000 | 10990933 | Static Wire (Transmission Lines) | 2010-06-01 | 2010-01-01 | 10018508
0 | 0 | 0 | 0 | 2024-12-01 | BH Colorado Electric Oper Co | Regulated Electric (122) | X DNU # 295 (T) Airport Memorial | WPC Transmission Line # 295 (T) Reader to Airport Memorial | 135600 | Suspension Insulators: 4273000000 | 10990948 | INSULATORS, SUSPENSION | 2010-06-01 | 2010-01-01 | 10018508
0 | 0 | 0 | 0 | 2024-12-01 | BH Colorado Electric Oper Co | Regulated Electric (122) | X DNU # 296 (T) Reader-Rattle | WPC Transmission Line # 296 (T) Reader-Rattle Snake Butte | 135002 | Right-Of-Ways - Non-Depreciable: 4554XXXXXX | 11907865 | ROW: STATE OF COLORADO | 2012-10-11 | 2012-11-01 | 10044917
0 | 0 | 0 | 0 | 2024-12-01 | BH Colorado Electric Oper Co | Regulated Electric (122) | X DNU # 296 (T) Reader-Rattle | WPC Transmission Line # 296 (T) Reader-Rattle Snake Butte | 135300 | Estimated Additions: 0010000000 | 11888661 | BUILD 36 MILES OF TRANSMISSION (RATTLESNAKE) SOUTHERN CONNECTOR TRANSMISSION LINE 05-02-2012 GC | 2012-10-11 | 2013-04-01 | 10044917
0 | 0 | 0 | 0 | 2024-12-01 | BH Colorado Electric Oper Co | Regulated Electric (122) | X DNU # 296 (T) Reader-Rattle | WPC Transmission Line # 296 (T) Reader-Rattle Snake Butte | 135300 | Estimated Additions: 0010000000 | 11888668 | BUILD 36 MILES OF TRANSMISSION (RATTLESNAKE) SOUTHERN CONNECTOR TRANSMISSION LINE 05-02-2012 GC | 2012-10-11 | 2012-11-01 | 10044917
0 | 0 | 0 | 0 | 2024-12-01 | BH Colorado Electric Oper Co | Regulated Electric (122) | X DNU # 296 (T) Reader-Rattle | WPC Transmission Line # 296 (T) Reader-Rattle Snake Butte | 135500 | Crossarm Assemblies, Wood: 7914000000 | 11907868 | CROSSARMS: WOOD BRACE | 2012-10-11 | 2012-11-01 | 10044917
0 | 0 | 0 | 0 | 2024-12-01 | BH Colorado Electric Oper Co | Regulated Electric (122) | X DNU # 296 (T) Reader-Rattle | WPC Transmission Line # 296 (T) Reader-Rattle Snake Butte | 135500 | Pole, Wood, 60': 6161600000 | 11907821 | POLE: WOOD 60 FOOT | 2012-10-11 | 2012-01-01 | 10044917
0 | 0 | 0 | 0 | 2024-12-01 | BH Colorado Electric Oper Co | Regulated Electric (122) | X DNU # 296 (T) Reader-Rattle | WPC Transmission Line # 296 (T) Reader-Rattle Snake Butte | 135500 | Pole, Wood, 65' Or Greater: 6161650000 | 11907824 | POLE: WOOD 80 FOOT | 2012-10-11 | 2012-01-01 | 10044917
0 | 0 | 0 | 0 | 2024-12-01 | BH Colorado Electric Oper Co | Regulated Electric (122) | X DNU # 296 (T) Reader-Rattle | WPC Transmission Line # 296 (T) Reader-Rattle Snake Butte | 135600 | Conductor, Fiber Optic : 1680150000 | 11907857 | OPGW | 2012-10-11 | 2012-01-01 | 10044917
0 | 0 | 0 | 0 | 2024-12-01 | BH Colorado Electric Oper Co | Regulated Electric (122) | X DNU # 296 (T) Reader-Rattle | WPC Transmission Line # 296 (T) Reader-Rattle Snake Butte | 135600 | Conductor, Oh Acsr Bare 795 Mcm: 1681097950 | 11907854 | CONDUCTOR: 795 26/7 DRAKE | 2012-10-11 | 2012-01-01 | 10044917
0 | 0 | 0 | 0 | 2024-12-01 | BH Colorado Electric Oper Co | Regulated Electric (122) | X DNU # 296 (T) Reader-Rattle | WPC Transmission Line # 296 (T) Reader-Rattle Snake Butte | 135600 | Conductor, Oh Copper Bare 4: 1683030000 | 11907815 | WIRE: COPPER # 4 | 2012-10-11 | 2012-01-01 | 10044917
0 | 0 | 0 | 0 | 2024-12-01 | BH Colorado Electric Oper Co | Regulated Electric (122) | X DNU # 296 (T) Reader-Rattle | WPC Transmission Line # 296 (T) Reader-Rattle Snake Butte | 135600 | DNU Dampers, Vibration: 1680100000 | 11907860 | DAMPERS: VORTX FOR 795 26/7 ACSR | 2012-10-11 | 2012-01-01 | 10044917
0 | 0 | 0 | 0 | 2024-12-01 | BH Colorado Electric Oper Co | Regulated Electric (122) | X DNU # 296 (T) Reader-Rattle | WPC Transmission Line # 296 (T) Reader-Rattle Snake Butte | 135600 | Insulator, 115KV: | 11907848 | INSULATORS: 115 KV POLYMER | 2012-10-11 | 2012-01-01 | 10044917
0 | 0 | 0 | 0 | 2024-12-01 | BH Colorado Electric Oper Co | Regulated Electric (122) | X DNU # 296 (T) Reader-Rattle | WPC Transmission Line # 296 (T) Reader-Rattle Snake Butte | 135600 | Insulator: | 11907851 | INSULATORS: GUY STRAIN | 2012-10-11 | 2012-01-01 | 10044917
0 | 0 | 0 | 0 | 2024-12-01 | BH Colorado Electric Oper Co | Regulated Electric (122) | X DNU # 296 (T) Reader-Rattle | WPC Transmission Line # 296 (T) Reader-Rattle Snake Butte | 135600 | Static Wire (Transmission Lines): 1682000000 | 11907806 | WIRE: 3/8" STRAND GALVANIZED | 2012-10-11 | 2012-01-01 | 10044917
0 | 0 | 0 | 0 | 2024-12-01 | BH Colorado Electric Oper Co | Regulated Electric (122) | X DNU # 296 (T) Reader-Rattle | WPC Transmission Line # 296 (T) Reader-Rattle Snake Butte | 135600 | Suspension Insulators: 4273000000 | 11907818 | INSULATORS: SUSPENSION | 2012-10-11 | 2012-01-01 | 10044917
0 | 0 | 0 | 0 | 2024-12-01 | BH Colorado Electric Oper Co | Regulated Electric (122) | X DNU # 720 (D) Blende Sub | WPC Transmission Line # 720 (D) Blende Sub # 49- St Charles | 135300 | Conductor, Oh Copper Poly/WP 1/0: 1684050000 | 11457590 | Conductor, Oh Copper WP 1/0 | 2011-07-26 | 2011-01-01 | 60017969
0 | 0 | 0 | 0 | 2024-12-01 | BH Colorado Electric Oper Co | Regulated Electric (122) | X DNU # 720 (D) Blende Sub | WPC Transmission Line # 720 (D) Blende Sub # 49- St Charles | 135300 | Conductor, Oh Copper WP 1/0 DNU: 1683050001 | 11104555 | Conductor, Oh Copper WP 1/0 | 2011-07-26 | 2011-01-01 | 60017969
0 | 0 | 0 | 0 | 2024-12-01 | BH Colorado Electric Oper Co | Regulated Electric (122) | X DNU # 720 (D) Blende Sub | WPC Transmission Line # 720 (D) Blende Sub # 49- St Charles | 135300 | Estimated Additions: 0010000000 | 11008231 | Electric Transmission OH Replace 69kv : ETOR69 REPLACE TRANS POLE HWY 50 E & 27TH LANE PUEBLO | 2011-07-26 | 2011-08-01 | 60017969
0 | 0 | 0 | 0 | 2024-12-01 | BH Colorado Electric Oper Co | Regulated Electric (122) | X DNU # 720 (D) Blende Sub | WPC Transmission Line # 720 (D) Blende Sub # 49- St Charles | 135500 | Anchors: 0140000000 | 9741918 | ANCHORS | 2006-06-19 | 2006-01-01 | 10023306
0 | 0 | 0 | 0 | 2024-12-01 | BH Colorado Electric Oper Co | Regulated Electric (122) | X DNU # 720 (D) Blende Sub | WPC Transmission Line # 720 (D) Blende Sub # 49- St Charles | 135500 | Crossarm Assemblies, Wood: 7914000000 | 11262304 | Crossarm Assemblies, Wood | 2012-02-01 | 2012-02-01 | 7105720131
0 | 0 | 0 | 0 | 2024-12-01 | BH Colorado Electric Oper Co | Regulated Electric (122) | X DNU # 720 (D) Blende Sub | WPC Transmission Line # 720 (D) Blende Sub # 49- St Charles | 135500 | Crossarm Assemblies, Wood: 7914000000 | 9816902 | CROSSARM ASSEMBLIES, WOOD | 2004-03-01 | 2004-01-01 | 7105720131
0 | 0 | 0 | 0 | 2024-12-01 | BH Colorado Electric Oper Co | Regulated Electric (122) | X DNU # 720 (D) Blende Sub | WPC Transmission Line # 720 (D) Blende Sub # 49- St Charles | 135500 | Crossarm Assemblies, Wood: 7914000000 | 9802590 | CROSSARM ASSEMBLIES, WOOD | 1993-07-01 | 1993-07-01 | WCDXFER
0 | 0 | 0 | 0 | 2024-12-01 | BH Colorado Electric Oper Co | Regulated Electric (122) | X DNU # 720 (D) Blende Sub | WPC Transmission Line # 720 (D) Blende Sub # 49- St Charles | 135500 | Crossarm Assemblies, Wood: 7914000000 | 9802819 | CROSSARM ASSEMBLIES, WOOD | 1993-07-01 | 1993-07-01 | WCDXFER
0 | 0 | 0 | 0 | 2024-12-01 | BH Colorado Electric Oper Co | Regulated Electric (122) | X DNU # 720 (D) Blende Sub | WPC Transmission Line # 720 (D) Blende Sub # 49- St Charles | 135500 | Crossarm Assemblies, Wood: 7914000000 | 9814658 | CROSSARM ASSEMBLIES, WOOD | 2003-04-01 | 2003-01-01 | 7105720131
0 | 0 | 0 | 0 | 2024-12-01 | BH Colorado Electric Oper Co | Regulated Electric (122) | X DNU # 720 (D) Blende Sub | WPC Transmission Line # 720 (D) Blende Sub # 49- St Charles | 135500 | Crossarm, Wood: 2451000000 | 11104540 | Crossarm, Wood | 2011-07-26 | 2011-01-01 | 60017969
0 | 0 | 0 | 0 | 2024-12-01 | BH Colorado Electric Oper Co | Regulated Electric (122) | X DNU # 720 (D) Blende Sub | WPC Transmission Line # 720 (D) Blende Sub # 49- St Charles | 135500 | Estimated Additions: 0010000000 | 10951277 | Electric Transmission OH Replace 69kv : ETOR69 REPLACE TRANS POLE HWY 50 E & 27TH LANE PUEBLO | 2011-07-26 | 2011-07-01 | 60017969
0 | 0 | 0 | 0 | 2024-12-01 | BH Colorado Electric Oper Co | Regulated Electric (122) | X DNU # 720 (D) Blende Sub | WPC Transmission Line # 720 (D) Blende Sub # 49- St Charles | 135500 | Estimated Additions: 0010000000 | 9750550 | Repl pole-Aspen-line 720 | 2006-06-19 | 2006-06-01 | 10023306
0 | 0 | 0 | 0 | 2024-12-01 | BH Colorado Electric Oper Co | Regulated Electric (122) | X DNU # 720 (D) Blende Sub | WPC Transmission Line # 720 (D) Blende Sub # 49- St Charles | 135500 | Guys: 4060000000 | 9710928 | GUYS | 2006-06-19 | 2006-01-01 | 10023306
0 | 0 | 0 | 0 | 2024-12-01 | BH Colorado Electric Oper Co | Regulated Electric (122) | X DNU # 720 (D) Blende Sub | WPC Transmission Line # 720 (D) Blende Sub # 49- St Charles | 135500 | Pole, Wood, 60': 6161600000 | 11104549 | Pole, Wood, 60' | 2011-07-26 | 2011-01-01 | 60017969
0 | 0 | 0 | 0 | 2024-12-01 | BH Colorado Electric Oper Co | Regulated Electric (122) | X DNU # 720 (D) Blende Sub | WPC Transmission Line # 720 (D) Blende Sub # 49- St Charles | 135500 | Pole, Wood: 7911000000 | 9803195 | POLE, WOOD | 1993-07-01 | 1993-07-01 | WCDXFER
0 | 0 | 0 | 0 | 2024-12-01 | BH Colorado Electric Oper Co | Regulated Electric (122) | X DNU # 720 (D) Blende Sub | WPC Transmission Line # 720 (D) Blende Sub # 49- St Charles | 135500 | Pole, Wood: 7911000000 | 9741917 | POLE, WOOD | 2006-06-19 | 2006-01-01 | 10023306
0 | 0 | 0 | 0 | 2024-12-01 | BH Colorado Electric Oper Co | Regulated Electric (122) | X DNU # 720 (D) Blende Sub | WPC Transmission Line # 720 (D) Blende Sub # 49- St Charles | 135500 | Pole, Wood: 7911000000 | 9801698 | POLE, WOOD | 2001-02-01 | 2001-01-01 | 7105720131
0 | 0 | 0 | 0 | 2024-12-01 | BH Colorado Electric Oper Co | Regulated Electric (122) | X DNU # 720 (D) Blende Sub | WPC Transmission Line # 720 (D) Blende Sub # 49- St Charles | 135500 | Pole, Wood: 7911000000 | 9742321 | POLE, WOOD | 2007-11-01 | 2007-01-01 | 7105720131
0 | 0 | 0 | 0 | 2024-12-01 | BH Colorado Electric Oper Co | Regulated Electric (122) | X DNU # 720 (D) Blende Sub | WPC Transmission Line # 720 (D) Blende Sub # 49- St Charles | 135500 | Pole, Wood: 7911000000 | 9816903 | POLE, WOOD | 2004-03-01 | 2004-01-01 | 7105720131
0 | 0 | 0 | 0 | 2024-12-01 | BH Colorado Electric Oper Co | Regulated Electric (122) | X DNU # 720 (D) Blende Sub | WPC Transmission Line # 720 (D) Blende Sub # 49- St Charles | 135500 | Pole, Wood: 7911000000 | 9814659 | POLE, WOOD | 2003-04-01 | 2003-01-01 | 7105720131
0 | 0 | 0 | 0 | 2024-12-01 | BH Colorado Electric Oper Co | Regulated Electric (122) | X DNU # 720 (D) Blende Sub | WPC Transmission Line # 720 (D) Blende Sub # 49- St Charles | 135500 | Pole, Wood: 7911000000 | 9803390 | POLE, WOOD | 1993-07-01 | 1993-07-01 | WCDXFER
0 | 0 | 0 | 0 | 2024-12-01 | BH Colorado Electric Oper Co | Regulated Electric (122) | X DNU # 720 (D) Blende Sub | WPC Transmission Line # 720 (D) Blende Sub # 49- St Charles | 135500 | Wood 1 Pole 55': 7911015500 | 9728069 | WOOD 1 POLE 55' | 1991-07-01 | 1991-07-01 | CPR Conversion
0 | 0 | 0 | 0 | 2024-12-01 | BH Colorado Electric Oper Co | Regulated Electric (122) | X DNU # 720 (D) Blende Sub | WPC Transmission Line # 720 (D) Blende Sub # 49- St Charles | 135500 | Wood 1 Pole 65': 7911016500 | 9975057 | WOOD 1 POLE 65' | 1993-07-01 | 1993-07-01 | CPR Conversion
0 | 0 | 0 | 0 | 2024-12-01 | BH Colorado Electric Oper Co | Regulated Electric (122) | X DNU # 720 (D) Blende Sub | WPC Transmission Line # 720 (D) Blende Sub # 49- St Charles | 135500 | Wood 1 Pole 90': 7911019000 | 9975056 | WOOD 1 POLE 90' | 1993-07-01 | 1993-07-01 | CPR Conversion
0 | 0 | 0 | 0 | 2024-12-01 | BH Colorado Electric Oper Co | Regulated Electric (122) | X DNU # 720 (D) Blende Sub | WPC Transmission Line # 720 (D) Blende Sub # 49- St Charles | 135600 | Arrester - 0-10,000 Volts: 0210100000 | 9816905 | ARRESTER - 0-10,000 VOLTS | 2004-03-01 | 2004-01-01 | 7105720131
0 | 0 | 0 | 0 | 2024-12-01 | BH Colorado Electric Oper Co | Regulated Electric (122) | X DNU # 720 (D) Blende Sub | WPC Transmission Line # 720 (D) Blende Sub # 49- St Charles | 135600 | Arrester - 0-10,000 Volts: 0210100000 | 9814661 | ARRESTER - 0-10,000 VOLTS | 2003-04-01 | 2003-01-01 | 7105720131
0 | 0 | 0 | 0 | 2024-12-01 | BH Colorado Electric Oper Co | Regulated Electric (122) | X DNU # 720 (D) Blende Sub | WPC Transmission Line # 720 (D) Blende Sub # 49- St Charles | 135600 | Cutouts, 7,501-15,000 Volts: 2521016000 | 11262301 | Cutouts, 7,501-15,000 Volts | 2012-02-01 | 2012-01-01 | 7105720131
0 | 0 | 0 | 0 | 2024-12-01 | BH Colorado Electric Oper Co | Regulated Electric (122) | X DNU # 720 (D) Blende Sub | WPC Transmission Line # 720 (D) Blende Sub # 49- St Charles | 135600 | Cutouts, 7,501-15,000 Volts: 2521016000 | 9814660 | CUTOUTS, 7501-15,000 VOLTS | 2003-04-01 | 2003-01-01 | 7105720131
0 | 0 | 0 | 0 | 2024-12-01 | BH Colorado Electric Oper Co | Regulated Electric (122) | X DNU # 720 (D) Blende Sub | WPC Transmission Line # 720 (D) Blende Sub # 49- St Charles | 135600 | Cutouts, 7,501-15,000 Volts: 2521016000 | 9816904 | CUTOUTS, 7,501-15,000 VOLTS | 2004-03-01 | 2004-01-01 | 7105720131
0 | 0 | 0 | 0 | 2024-12-01 | BH Colorado Electric Oper Co | Regulated Electric (122) | X DNU # 720 (D) Blende Sub | WPC Transmission Line # 720 (D) Blende Sub # 49- St Charles | 135600 | Estimated Additions: 0010000000 | 11008228 | Electric Transmission OH Replace 69kv : ETOR69 REPLACE TRANS POLE HWY 50 E & 27TH LANE PUEBLO | 2011-07-26 | 2011-08-01 | 60017969
0 | 0 | 0 | 0 | 2024-12-01 | BH Colorado Electric Oper Co | Regulated Electric (122) | X DNU # 720 (D) Blende Sub | WPC Transmission Line # 720 (D) Blende Sub # 49- St Charles | 135600 | Photoelectric Relay (Cells): 8052000000 | 11104552 | Photoelectric Relay (Cells) | 2011-07-26 | 2011-01-01 | 60017969
0 | 0 | 0 | 0 | 2024-12-01 | BH Colorado Electric Oper Co | Regulated Electric (122) | X DNU # 720 (D) Blende Sub | WPC Transmission Line # 720 (D) Blende Sub # 49- St Charles | 135600 | Post Insulators: 4272000000 | 10580983 | POST INSULATORS | 2007-11-01 | 2007-01-01 | 7105720131
0 | 0 | 0 | 0 | 2024-12-01 | BH Colorado Electric Oper Co | Regulated Electric (122) | X DNU # 720 (D) Blende Sub | WPC Transmission Line # 720 (D) Blende Sub # 49- St Charles | 135600 | Post Insulators: 4272000000 | 9742322 | POST INSULATORS | 2007-11-01 | 2007-01-01 | 7105720131
0 | 0 | 0 | 0 | 2024-12-01 | BH Colorado Electric Oper Co | Regulated Electric (122) | X DNU # 720 (D) Blende Sub | WPC Transmission Line # 720 (D) Blende Sub # 49- St Charles | 135600 | Post Insulators: 4272000000 | 9801699 | POST INSULATORS | 2001-02-01 | 2001-01-01 | 7105720131
0 | 0 | 0 | 0 | 2024-12-01 | BH Colorado Electric Oper Co | Regulated Electric (122) | X DNU # 736 (D) Blende Sub | # 736 (D) Blende Sub - Belmont Sub | 135500 | Anchors: 0140000000 | 9869561 | ANCHORS | 1999-09-09 | 1999-01-01 | 10004937
0 | 0 | 0 | 0 | 2024-12-01 | BH Colorado Electric Oper Co | Regulated Electric (122) | X DNU # 736 (D) Blende Sub | # 736 (D) Blende Sub - Belmont Sub | 135500 | Crossarm Assemblies, Wood: 7914000000 | 9802377 | CROSSARM ASSEMBLIES, WOOD | 1999-09-09 | 1999-01-01 | WCDXFER
0 | 0 | 0 | 0 | 2024-12-01 | BH Colorado Electric Oper Co | Regulated Electric (122) | X DNU # 736 (D) Blende Sub | # 736 (D) Blende Sub - Belmont Sub | 135500 | Crossarm Assemblies, Wood: 7914000000 | 9802793 | CROSSARM ASSEMBLIES, WOOD | 1999-09-09 | 2000-01-01 | WCDXFER
0 | 0 | 0 | 0 | 2024-12-01 | BH Colorado Electric Oper Co | Regulated Electric (122) | X DNU # 736 (D) Blende Sub | # 736 (D) Blende Sub - Belmont Sub | 135500 | Crossarm Assemblies, Wood: 7914000000 | 9802792 | CROSSARM ASSEMBLIES, WOOD | 1999-09-09 | 1999-01-01 | WCDXFER
0 | 0 | 0 | 0 | 2024-12-01 | BH Colorado Electric Oper Co | Regulated Electric (122) | X DNU # 736 (D) Blende Sub | # 736 (D) Blende Sub - Belmont Sub | 135500 | Crossarm Assemblies, Wood: 7914000000 | 9816205 | CROSSARM ASSEMBLIES, WOOD | 2003-12-01 | 2003-01-01 | 7105736131
0 | 0 | 0 | 0 | 2024-12-01 | BH Colorado Electric Oper Co | Regulated Electric (122) | X DNU # 736 (D) Blende Sub | # 736 (D) Blende Sub - Belmont Sub | 135500 | Estimated Additions: 0010000000 | 9878604 | Inv-Summit Brick 69KV Reloc | 1999-09-09 | 1999-09-01 | 10004937
0 | 0 | 0 | 0 | 2024-12-01 | BH Colorado Electric Oper Co | Regulated Electric (122) | X DNU # 736 (D) Blende Sub | # 736 (D) Blende Sub - Belmont Sub | 135500 | Guys: 4060000000 | 9869558 | GUYS | 1999-09-09 | 1999-01-01 | 10004937
0 | 0 | 0 | 0 | 2024-12-01 | BH Colorado Electric Oper Co | Regulated Electric (122) | X DNU # 736 (D) Blende Sub | # 736 (D) Blende Sub - Belmont Sub | 135500 | Pole, Wood: 7911000000 | 9817565 | POLE, WOOD | 2004-07-01 | 2004-01-01 | 7105736131
0 | 0 | 0 | 0 | 2024-12-01 | BH Colorado Electric Oper Co | Regulated Electric (122) | X DNU # 736 (D) Blende Sub | # 736 (D) Blende Sub - Belmont Sub | 135500 | Pole, Wood: 7911000000 | 9803316 | POLE, WOOD | 1999-09-09 | 1999-01-01 | WCDXFER
0 | 0 | 0 | 0 | 2024-12-01 | BH Colorado Electric Oper Co | Regulated Electric (122) | X DNU # 736 (D) Blende Sub | # 736 (D) Blende Sub - Belmont Sub | 135500 | Pole, Wood: 7911000000 | 9816206 | POLE, WOOD | 2003-12-01 | 2003-01-01 | 7105736131
0 | 0 | 0 | 0 | 2024-12-01 | BH Colorado Electric Oper Co | Regulated Electric (122) | X DNU # 736 (D) Blende Sub | # 736 (D) Blende Sub - Belmont Sub | 135500 | Pole, Wood: 7911000000 | 9802916 | POLE, WOOD | 1999-09-09 | 1999-01-01 | WCDXFER
0 | 0 | 0 | 0 | 2024-12-01 | BH Colorado Electric Oper Co | Regulated Electric (122) | X DNU # 736 (D) Blende Sub | # 736 (D) Blende Sub - Belmont Sub | 135500 | Pole, Wood: 7911000000 | 9803317 | POLE, WOOD | 1999-09-09 | 2000-01-01 | WCDXFER
0 | 0 | 0 | 0 | 2024-12-01 | BH Colorado Electric Oper Co | Regulated Electric (122) | X DNU # 736 (D) Blende Sub | # 736 (D) Blende Sub - Belmont Sub | 135500 | Wood 1 Pole 50': 7911015000 | 9869557 | WOOD 1 POLE 50' | 1999-09-09 | 1999-01-01 | 10004937
0 | 0 | 0 | 0 | 2024-12-01 | BH Colorado Electric Oper Co | Regulated Electric (122) | X DNU # 736 (D) Blende Sub | # 736 (D) Blende Sub - Belmont Sub | 135500 | Wood 1 Pole 55': 7911015500 | 9709892 | WOOD 1 POLE 55' | 1988-07-01 | 1988-07-01 | CPR Conversion
0 | 0 | 0 | 0 | 2024-12-01 | BH Colorado Electric Oper Co | Regulated Electric (122) | X DNU # 736 (D) Blende Sub | # 736 (D) Blende Sub - Belmont Sub | 135500 | Wood 1 Pole 75': 7911017500 | 9829854 | WOOD 1 POLE 75' | 1999-09-09 | 2000-01-01 | 10004937
0 | 0 | 0 | 0 | 2024-12-01 | BH Colorado Electric Oper Co | Regulated Electric (122) | X DNU # 736 (D) Blende Sub | # 736 (D) Blende Sub - Belmont Sub | 135500 | Wood 1 Pole 75': 7911017500 | 9869556 | WOOD 1 POLE 75' | 1999-09-09 | 1999-01-01 | 10004937
0 | 0 | 0 | 0 | 2024-12-01 | BH Colorado Electric Oper Co | Regulated Electric (122) | X DNU # 736 (D) Blende Sub | # 736 (D) Blende Sub - Belmont Sub | 135600 | Cable, Oh-Duplex 6 & Sma: 0842070000 | 9869560 | CABLE, OVERHEAD-DUPLEX SIZE 6 & SMALLER | 1999-09-09 | 1999-01-01 | 10004937
0 | 0 | 0 | 0 | 2024-12-01 | BH Colorado Electric Oper Co | Regulated Electric (122) | X DNU # 736 (D) Blende Sub | # 736 (D) Blende Sub - Belmont Sub | 135600 | Conductor, Oh Acsr Bare 4/0: 1681070000 | 9869559 | CONDUCTOR, OH ACSR, BARE 4/0 | 1999-09-09 | 1999-01-01 | 10004937
0 | 0 | 0 | 0 | 2024-12-01 | BH Colorado Electric Oper Co | Regulated Electric (122) | X DNU # 736 (D) Blende Sub | # 736 (D) Blende Sub - Belmont Sub | 135600 | Conductor, Oh Acsr Bare 4/0: 1681070000 | 9829855 | CONDUCTOR, OH ACSR, BARE 4/0 | 1999-09-09 | 2000-01-01 | 10004937
0 | 0 | 0 | 0 | 2024-12-01 | BH Colorado Electric Oper Co | Regulated Electric (122) | X DNU # 736 (D) Blende Sub | # 736 (D) Blende Sub - Belmont Sub | 135600 | Estimated Additions: 0010000000 | 9878602 | Inv-Summit Brick 69KV Reloc | 1999-09-09 | 1999-09-01 | 10004937
0 | 0 | 0 | 0 | 2024-12-01 | BH Colorado Electric Oper Co | Regulated Electric (122) | X DNU # 740 (D) Belmont Sub | WPC Transmission Line # 740 (D) Belmont Sub #1- Overton | 135500 | Crossarm Assemblies, Wood: 7914000000 | 9802386 | CROSSARM ASSEMBLIES, WOOD | 1991-07-01 | 1991-07-01 | WCDXFER
0 | 0 | 0 | 0 | 2024-12-01 | BH Colorado Electric Oper Co | Regulated Electric (122) | X DNU # 740 (D) Belmont Sub | WPC Transmission Line # 740 (D) Belmont Sub #1- Overton | 135500 | Crossarm Assemblies, Wood: 7914000000 | 9731655 | CROSSARM ASSEMBLIES, WOOD | 2009-03-01 | 2009-01-01 | 7105740131
0 | 0 | 0 | 0 | 2024-12-01 | BH Colorado Electric Oper Co | Regulated Electric (122) | X DNU # 740 (D) Belmont Sub | WPC Transmission Line # 740 (D) Belmont Sub #1- Overton | 135500 | Pole, Wood: 7911000000 | 9802925 | POLE, WOOD | 1991-07-01 | 1991-07-01 | WCDXFER
0 | 0 | 0 | 0 | 2024-12-01 | BH Colorado Electric Oper Co | Regulated Electric (122) | X DNU # 740 (D) Belmont Sub | WPC Transmission Line # 740 (D) Belmont Sub #1- Overton | 135500 | Wood 1 Pole 55': 7911015500 | 9724209 | WOOD 1 POLE 55' | 1991-07-01 | 1991-07-01 | CPR Conversion
0 | 0 | 0 | 0 | 2024-12-01 | BH Colorado Electric Oper Co | Regulated Electric (122) | X DNU # 740 (D) Belmont Sub | WPC Transmission Line # 740 (D) Belmont Sub #1- Overton | 135600 | Conductor, Oh: 1681000000 | 9975141 | CONDUCTOR, OVERHEAD | 1991-07-01 | 1991-07-01 | CPR Conversion
0 | 0 | 0 | 0 | 2024-12-01 | BH Colorado Electric Oper Co | Regulated Electric (122) | X DNU # 740 (D) Belmont Sub | WPC Transmission Line # 740 (D) Belmont Sub #1- Overton | 135600 | Suspension Insulators: 4273000000 | 9731656 | SUSPENSION INSULATORS | 2009-03-01 | 2009-01-01 | 7105740131
0 | 0 | 0 | 0 | 2024-12-01 | BH Colorado Electric Oper Co | Regulated Electric (122) | X DNU # 744 (D) Belmont Tap | WPC Transmission Line # 744 (D) Belmont Tap #53- Overton | 135500 | Pole, Wood: 7911000000 | 9816121 | POLE, WOOD | 2003-12-01 | 2003-01-01 | 7105744131
0 | 0 | 0 | 0 | 2024-12-01 | BH Colorado Electric Oper Co | Regulated Electric (122) | X DNU # 744 (D) Belmont Tap | WPC Transmission Line # 744 (D) Belmont Tap #53- Overton | 135600 | Insulators-Post-15kv: 4272015000 | 9812613 | INSULATORS-POST-15KV | 1997-12-16 | 1998-01-01 | 23557216
0 | 0 | 0 | 0 | 2024-12-01 | BH Colorado Electric Oper Co | Regulated Electric (122) | X DNU # 744 (D) Belmont Tap | WPC Transmission Line # 744 (D) Belmont Tap #53- Overton | 135600 | Post Insulators: 4272000000 | 9815347 | POST INSULATORS | 2003-08-01 | 2003-01-01 | 7105744131
0 | 0 | 0 | 0 | 2024-12-01 | BH Colorado Electric Oper Co | Regulated Electric (122) | X DNU # 744 (D) Belmont Tap | WPC Transmission Line # 744 (D) Belmont Tap #53- Overton | 135600 | Suspension Insulators: 4273000000 | 9812612 | SUSPENSION INSULATORS | 1997-12-16 | 1998-01-01 | 23557216
0 | 0 | 0 | 0 | 2024-12-01 | BH Colorado Electric Oper Co | Regulated Electric (122) | X DNU # 752 (D) Hyde Park | WPC Transmission Line # 752 (D) Hyde Park #75- Pueblo | 135300 | Estimated Additions: 0010000000 | 13315897 | This project will consist of replacing 11 structures on the 69 kV line that runs between West Station substation and Stonemoor substation. These structures were identified during an osmose inspection as rejected . | 2015-06-30 | 2015-06-01 | 10051384
0 | 0 | 0 | 0 | 2024-12-01 | BH Colorado Electric Oper Co | Regulated Electric (122) | X DNU # 752 (D) Hyde Park | WPC Transmission Line # 752 (D) Hyde Park #75- Pueblo | 135500 | Anchors: 0140000000 | 9726054 | ANCHORS | 1995-07-01 | 1995-07-01 | CPR Conversion
0 | 0 | 0 | 0 | 2024-12-01 | BH Colorado Electric Oper Co | Regulated Electric (122) | X DNU # 752 (D) Hyde Park | WPC Transmission Line # 752 (D) Hyde Park #75- Pueblo | 135500 | Crossarm Assemblies, Wood: 7914000000 | 9802670 | CROSSARM ASSEMBLIES, WOOD | 1998-09-29 | 1998-01-01 | WCDXFER
0 | 0 | 0 | 0 | 2024-12-01 | BH Colorado Electric Oper Co | Regulated Electric (122) | X DNU # 752 (D) Hyde Park | WPC Transmission Line # 752 (D) Hyde Park #75- Pueblo | 135500 | Crossarm Assemblies, Wood: 7914000000 | 9802669 | CROSSARM ASSEMBLIES, WOOD | 1988-07-01 | 1988-07-01 | WCDXFER
0 | 0 | 0 | 0 | 2024-12-01 | BH Colorado Electric Oper Co | Regulated Electric (122) | X DNU # 752 (D) Hyde Park | WPC Transmission Line # 752 (D) Hyde Park #75- Pueblo | 135500 | Crossarm Assemblies, Wood: 7914000000 | 9802876 | CROSSARM ASSEMBLIES, WOOD | 1982-07-01 | 1982-07-01 | WCDXFER
0 | 0 | 0 | 0 | 2024-12-01 | BH Colorado Electric Oper Co | Regulated Electric (122) | X DNU # 752 (D) Hyde Park | WPC Transmission Line # 752 (D) Hyde Park #75- Pueblo | 135500 | Crossarm Assemblies, Wood: 7914000000 | 9802534 | CROSSARM ASSEMBLIES, WOOD | 1997-07-31 | 2000-01-01 | WCDXFER
0 | 0 | 0 | 0 | 2024-12-01 | BH Colorado Electric Oper Co | Regulated Electric (122) | X DNU # 752 (D) Hyde Park | WPC Transmission Line # 752 (D) Hyde Park #75- Pueblo | 135500 | Pole, Steel: 7912000000 | 9741539 | POLE, STEEL-SPECIAL CUSTOM STRUCTURE | 2008-01-09 | 2008-01-01 | 10024751
0 | 0 | 0 | 0 | 2024-12-01 | BH Colorado Electric Oper Co | Regulated Electric (122) | X DNU # 752 (D) Hyde Park | WPC Transmission Line # 752 (D) Hyde Park #75- Pueblo | 135500 | Pole, Wood: 7911000000 | 9803207 | POLE, WOOD | 1988-07-01 | 1988-07-01 | WCDXFER
0 | 0 | 0 | 0 | 2024-12-01 | BH Colorado Electric Oper Co | Regulated Electric (122) | X DNU # 752 (D) Hyde Park | WPC Transmission Line # 752 (D) Hyde Park #75- Pueblo | 135500 | Pole, Wood: 7911000000 | 9804929 | POLE, WOOD | 1982-07-01 | 1982-07-01 | WCDXFER
0 | 0 | 0 | 0 | 2024-12-01 | BH Colorado Electric Oper Co | Regulated Electric (122) | X DNU # 752 (D) Hyde Park | WPC Transmission Line # 752 (D) Hyde Park #75- Pueblo | 135500 | Pole, Wood: 7911000000 | 9803208 | POLE, WOOD | 1998-09-29 | 1998-01-01 | WCDXFER
0 | 0 | 0 | 0 | 2024-12-01 | BH Colorado Electric Oper Co | Regulated Electric (122) | X DNU # 752 (D) Hyde Park | WPC Transmission Line # 752 (D) Hyde Park #75- Pueblo | 135500 | Pole, Wood: 7911000000 | 9803073 | POLE, WOOD | 1997-07-31 | 2000-01-01 | WCDXFER
0 | 0 | 0 | 0 | 2024-12-01 | BH Colorado Electric Oper Co | Regulated Electric (122) | X DNU # 752 (D) Hyde Park | WPC Transmission Line # 752 (D) Hyde Park #75- Pueblo | 135500 | Pole, Wood: 7911000000 | 9804938 | POLE, WOOD | 1982-07-01 | 1982-07-01 | WCDXFER
0 | 0 | 0 | 0 | 2024-12-01 | BH Colorado Electric Oper Co | Regulated Electric (122) | X DNU # 752 (D) Hyde Park | WPC Transmission Line # 752 (D) Hyde Park #75- Pueblo | 135500 | Wood 1 Pole 60': 7911016000 | 9973789 | WOOD 1 POLE 60' | 1997-07-31 | 2000-01-01 | 23550044
0 | 0 | 0 | 0 | 2024-12-01 | BH Colorado Electric Oper Co | Regulated Electric (122) | X DNU # 752 (D) Hyde Park | WPC Transmission Line # 752 (D) Hyde Park #75- Pueblo | 135500 | Wood 1 Pole 65': 7911016500 | 9975132 | WOOD 1 POLE 65' | 1988-07-01 | 1988-07-01 | CPR Conversion
0 | 0 | 0 | 0 | 2024-12-01 | BH Colorado Electric Oper Co | Regulated Electric (122) | X DNU # 752 (D) Hyde Park | WPC Transmission Line # 752 (D) Hyde Park #75- Pueblo | 135500 | Wood 1 Pole 65': 7911016500 | 9863911 | WOOD 1 POLE 65' | 1998-09-29 | 1998-01-01 | 10000340
0 | 0 | 0 | 0 | 2024-12-01 | BH Colorado Electric Oper Co | Regulated Electric (122) | X DNU # 752 (D) Hyde Park | WPC Transmission Line # 752 (D) Hyde Park #75- Pueblo | 135500 | Wood 2 Poles 70': 7911027000 | 9975134 | WOOD 2 POLES 70' | 1982-07-01 | 1982-07-01 | CPR Conversion
0 | 0 | 0 | 0 | 2024-12-01 | BH Colorado Electric Oper Co | Regulated Electric (122) | X DNU # 752 (D) Hyde Park | WPC Transmission Line # 752 (D) Hyde Park #75- Pueblo | 135500 | Wood 3 Poles 70': 7911047000 | 9975133 | WOOD 3 POLES 70' | 1982-07-01 | 1982-07-01 | CPR Conversion
0 | 0 | 0 | 0 | 2024-12-01 | BH Colorado Electric Oper Co | Regulated Electric (122) | X DNU # 752 (D) Hyde Park | WPC Transmission Line # 752 (D) Hyde Park #75- Pueblo | 135600 | Conductor, Oh: 1681000000 | 9975131 | CONDUCTOR, OVERHEAD | 1982-07-01 | 1982-07-01 | CPR Conversion
0 | 0 | 0 | 0 | 2024-12-01 | BH Colorado Electric Oper Co | Regulated Electric (122) | X DNU # 752 (D) Hyde Park | WPC Transmission Line # 752 (D) Hyde Park #75- Pueblo | 135600 | Insulators-Post-15kv: 4272015000 | 9973670 | INSULATORS-POST-15KV | 1997-07-31 | 2000-01-01 | 23550044
0 | 0 | 0 | 0 | 2024-12-01 | BH Colorado Electric Oper Co | Regulated Electric (122) | X DNU # 752 (D) Hyde Park | WPC Transmission Line # 752 (D) Hyde Park #75- Pueblo | 135600 | Post Insulators: 4272000000 | 9817245 | POST INSULATORS | 2004-05-01 | 2004-01-01 | 7105752131
0 | 0 | 0 | 0 | 2024-12-01 | BH Colorado Electric Oper Co | Regulated Electric (122) | X DNU # 752 (D) Hyde Park | WPC Transmission Line # 752 (D) Hyde Park #75- Pueblo | 135600 | Static Wire (Transmission Lines): 1682000000 | 9975130 | STATIC WIRE (TRANSMISSION LINES) | 1982-07-01 | 1982-07-01 | CPR Conversion
0 | 0 | 0 | 0 | 2024-12-01 | BH Colorado Electric Oper Co | Regulated Electric (122) | X DNU # 752 (D) Hyde Park | WPC Transmission Line # 752 (D) Hyde Park #75- Pueblo | 135600 | Static Wire (Transmission Lines): 1682000000 | 9694707 | STATIC WIRE (TRANSMISSION LINES) | 1995-07-01 | 1995-07-01 | CPR Conversion
0 | 0 | 0 | 0 | 2024-12-01 | BH Colorado Electric Oper Co | Regulated Electric (122) | X DNU # 752 (D) Hyde Park | WPC Transmission Line # 752 (D) Hyde Park #75- Pueblo | 135600 | Suspension Insulators: 4273000000 | 9742244 | SUSPENSION INSULATORS | 2007-11-01 | 2007-01-01 | 7105752131
0 | 0 | 0 | 0 | 2024-12-01 | BH Colorado Electric Oper Co | Regulated Electric (122) | X DNU # 752 (D) Hyde Park | WPC Transmission Line # 752 (D) Hyde Park #75- Pueblo | 135600 | Suspension Insulators: 4273000000 | 9741540 | SUSPENSION INSULATORS | 2008-01-09 | 2008-01-01 | 10024751
0 | 0 | 0 | 0 | 2024-12-01 | BH Colorado Electric Oper Co | Regulated Electric (122) | X DNU # 756 (D) Hyde Park | WPC Transmission Line # 756 (D) Hyde Park #76 - West Station | 135300 | Estimated Additions: 0010000000 | 14944065 | Several structures on the 115 kV line between West Station and Pueblo Plant substations have been identified as bad poles during a ground line inspection. | 2016-07-01 | 2016-07-01 | 10053964
0 | 0 | 0 | 0 | 2024-12-01 | BH Colorado Electric Oper Co | Regulated Electric (122) | X DNU # 756 (D) Hyde Park | WPC Transmission Line # 756 (D) Hyde Park #76 - West Station | 135500 | Crossarm Assemblies, Wood: 7914000000 | 9816504 | CROSSARM ASSEMBLIES, WOOD | 2004-01-01 | 2004-01-01 | 7105756131
0 | 0 | 0 | 0 | 2024-12-01 | BH Colorado Electric Oper Co | Regulated Electric (122) | X DNU # 756 (D) Hyde Park | WPC Transmission Line # 756 (D) Hyde Park #76 - West Station | 135500 | Pole, Wood: 7911000000 | 9816505 | POLE, WOOD | 2004-01-01 | 2004-01-01 | 7105756131
0 | 0 | 0 | 0 | 2024-12-01 | BH Colorado Electric Oper Co | Regulated Electric (122) | X DNU # 760 (D) Stonemoore Hills | WPC Transmission Line # 760 (D) Stonemoore Hills # 26-#16 | 135500 | Crossarm Assemblies, Wood: 7914000000 | 9802533 | CROSSARM ASSEMBLIES, WOOD | 1983-07-01 | 1983-07-01 | WCDXFER
0 | 0 | 0 | 0 | 2024-12-01 | BH Colorado Electric Oper Co | Regulated Electric (122) | X DNU # 760 (D) Stonemoore Hills | WPC Transmission Line # 760 (D) Stonemoore Hills # 26-#16 | 135500 | Pole, Wood: 7911000000 | 9803072 | POLE, WOOD | 1983-07-01 | 1983-07-01 | WCDXFER
0 | 0 | 0 | 0 | 2024-12-01 | BH Colorado Electric Oper Co | Regulated Electric (122) | X DNU # 760 (D) Stonemoore Hills | WPC Transmission Line # 760 (D) Stonemoore Hills # 26-#16 | 135500 | Wood 1 Pole 60': 7911016000 | 9724208 | WOOD 1 POLE 60' | 1983-07-01 | 1983-07-01 | CPR Conversion
0 | 0 | 0 | 0 | 2024-12-01 | BH Colorado Electric Oper Co | Regulated Electric (122) | X DNU # 760 (D) Stonemoore Hills | WPC Transmission Line # 760 (D) Stonemoore Hills # 26-#16 | 135600 | Suspension Insulators: 4273000000 | 9743152 | SUSPENSION INSULATORS | 2007-10-01 | 2007-01-01 | 7105760131
0 | 0 | 0 | 0 | 2024-12-01 | BH Colorado Electric Oper Co | Regulated Electric (122) | X DNU # 760 (D) Stonemoore Hills | WPC Transmission Line # 760 (D) Stonemoore Hills # 26-#16 | 135600 | Suspension Insulators: 4273000000 | 10253002 | Suspension Insulators | 2010-02-01 | 2010-01-01 | 7105760131
0 | 0 | 0 | 0 | 2024-12-01 | BH Colorado Electric Oper Co | Regulated Electric (122) | X DNU # 764 (D) Stonemoore Hills | WPC Transmission Line # 764 (D) Stonemoore Hiils # 27 | 135300 | Estimated Additions: 0010000000 | 12361072 | Stonemoore Hills-Sunset Park | 2014-03-01 | 2014-03-01 | 7105764131
0 | 0 | 0 | 0 | 2024-12-01 | BH Colorado Electric Oper Co | Regulated Electric (122) | X DNU # 764 (D) Stonemoore Hills | WPC Transmission Line # 764 (D) Stonemoore Hiils # 27 | 135500 | Crossarm Assemblies, Wood: 7914000000 | 12374241 | Crossarm Assemblies, Wood | 2014-04-01 | 2014-03-01 | 7105764131
0 | 0 | 0 | 0 | 2024-12-01 | BH Colorado Electric Oper Co | Regulated Electric (122) | X DNU # 764 (D) Stonemoore Hills | WPC Transmission Line # 764 (D) Stonemoore Hiils # 27 | 135500 | Crossarm Assemblies, Wood: 7914000000 | 9802532 | CROSSARM ASSEMBLIES, WOOD | 1997-07-31 | 2000-01-01 | WCDXFER
0 | 0 | 0 | 0 | 2024-12-01 | BH Colorado Electric Oper Co | Regulated Electric (122) | X DNU # 764 (D) Stonemoore Hills | WPC Transmission Line # 764 (D) Stonemoore Hiils # 27 | 135500 | Pole - Not Available: 6160000000 | 12667877 | Pole - Not Available | 2014-09-01 | 2014-01-01 | 7105764131
0 | 0 | 0 | 0 | 2024-12-01 | BH Colorado Electric Oper Co | Regulated Electric (122) | X DNU # 764 (D) Stonemoore Hills | WPC Transmission Line # 764 (D) Stonemoore Hiils # 27 | 135500 | Pole, Wood: 7911000000 | 9807414 | POLE, WOOD | 1997-07-31 | 2000-01-01 | WCDXFER
0 | 0 | 0 | 0 | 2024-12-01 | BH Colorado Electric Oper Co | Regulated Electric (122) | X DNU # 764 (D) Stonemoore Hills | WPC Transmission Line # 764 (D) Stonemoore Hiils # 27 | 135500 | Pole, Wood: 7911000000 | 9742727 | POLE, WOOD | 2007-11-01 | 2007-01-01 | 7105764131
0 | 0 | 0 | 0 | 2024-12-01 | BH Colorado Electric Oper Co | Regulated Electric (122) | X DNU # 764 (D) Stonemoore Hills | WPC Transmission Line # 764 (D) Stonemoore Hiils # 27 | 135500 | Wood 1 Pole 60': 7911016000 | 9973790 | WOOD 1 POLE 60' | 1997-07-31 | 2000-01-01 | 23550044
0 | 0 | 0 | 0 | 2024-12-01 | BH Colorado Electric Oper Co | Regulated Electric (122) | X DNU # 764 (D) Stonemoore Hills | WPC Transmission Line # 764 (D) Stonemoore Hiils # 27 | 135500 | Wood 1 Pole 60': 7911016000 | 9803071 | POLE, WOOD | 1997-07-31 | 2000-01-01 | WCDXFER
0 | 0 | 0 | 0 | 2024-12-01 | BH Colorado Electric Oper Co | Regulated Electric (122) | X DNU # 764 (D) Stonemoore Hills | WPC Transmission Line # 764 (D) Stonemoore Hiils # 27 | 135600 | Post Insulators: 4272000000 | 9750306 | POST INSULATORS | 2006-07-01 | 2006-01-01 | 7105764131
0 | 0 | 0 | 0 | 2024-12-01 | BH Colorado Electric Oper Co | Regulated Electric (122) | X DNU # 764 (D) Stonemoore Hills | WPC Transmission Line # 764 (D) Stonemoore Hiils # 27 | 135600 | Post Insulators: 4272000000 | 9817065 | POST INSULATORS | 2004-05-01 | 2004-01-01 | 7105764131
0 | 0 | 0 | 0 | 2024-12-01 | BH Colorado Electric Oper Co | Regulated Electric (122) | X DNU # 764 (D) Stonemoore Hills | WPC Transmission Line # 764 (D) Stonemoore Hiils # 27 | 135600 | Suspension Insulators: 4273000000 | 9973793 | SUSPENSION INSULATORS | 1997-07-31 | 2000-01-01 | 23550044
0 | 0 | 0 | 0 | 2024-12-01 | BH Colorado Electric Oper Co | Regulated Electric (122) | X DNU # 764 (D) Stonemoore Hills | WPC Transmission Line # 764 (D) Stonemoore Hiils # 27 | 135600 | Suspension Insulators: 4273000000 | 12374236 | Suspension Insulators | 2014-04-01 | 2014-01-01 | 7105764131
0 | 0 | 0 | 0 | 2024-12-01 | BH Colorado Electric Oper Co | Regulated Electric (122) | X DNU # 768 (D) Prairie Ave | WPC Transmission Line # 768 (D) Prairie Ave # 107 Sunset #74 | 135500 | Anchors: 0140000000 | 9815946 | ANCHORS | 2003-04-30 | 2003-01-01 | 10017618
0 | 0 | 0 | 0 | 2024-12-01 | BH Colorado Electric Oper Co | Regulated Electric (122) | X DNU # 768 (D) Prairie Ave | WPC Transmission Line # 768 (D) Prairie Ave # 107 Sunset #74 | 135500 | Crossarm Assemblies, Wood: 7914000000 | 9814377 | CROSSARM ASSEMBLIES, WOOD | 2003-03-01 | 2003-01-01 | 7105768131
0 | 0 | 0 | 0 | 2024-12-01 | BH Colorado Electric Oper Co | Regulated Electric (122) | X DNU # 768 (D) Prairie Ave | WPC Transmission Line # 768 (D) Prairie Ave # 107 Sunset #74 | 135500 | Estimated Additions: 0010000000 | 9814833 | CDOT-Pueblo Blvd&Hwy 78 Widen | 2003-04-30 | 2003-05-01 | 10017618
0 | 0 | 0 | 0 | 2024-12-01 | BH Colorado Electric Oper Co | Regulated Electric (122) | X DNU # 768 (D) Prairie Ave | WPC Transmission Line # 768 (D) Prairie Ave # 107 Sunset #74 | 135500 | Estimated Additions: 0010000000 | 9815108 | CDOT-Pueblo Blvd&Hwy 78 Widen | 2003-04-30 | 2003-06-01 | 10017618
0 | 0 | 0 | 0 | 2024-12-01 | BH Colorado Electric Oper Co | Regulated Electric (122) | X DNU # 768 (D) Prairie Ave | WPC Transmission Line # 768 (D) Prairie Ave # 107 Sunset #74 | 135500 | Guys: 4060000000 | 9815945 | GUYS | 2003-04-30 | 2003-01-01 | 10017618
0 | 0 | 0 | 0 | 2024-12-01 | BH Colorado Electric Oper Co | Regulated Electric (122) | X DNU # 768 (D) Prairie Ave | WPC Transmission Line # 768 (D) Prairie Ave # 107 Sunset #74 | 135500 | Pole, Wood: 7911000000 | 9814378 | POLE, WOOD | 2003-03-01 | 2003-01-01 | 7105768131
0 | 0 | 0 | 0 | 2024-12-01 | BH Colorado Electric Oper Co | Regulated Electric (122) | X DNU # 768 (D) Prairie Ave | WPC Transmission Line # 768 (D) Prairie Ave # 107 Sunset #74 | 135500 | Pole, Wood: 7911000000 | 9814721 | POLE, WOOD | 2003-05-01 | 2003-01-01 | 7105768131
0 | 0 | 0 | 0 | 2024-12-01 | BH Colorado Electric Oper Co | Regulated Electric (122) | X DNU # 768 (D) Prairie Ave | WPC Transmission Line # 768 (D) Prairie Ave # 107 Sunset #74 | 135600 | Conductor, Oh Trans & Dist Bare: 1686000000 | 9815943 | CONDUCTOR, OH TRANS & DIST BARE | 2003-04-30 | 2003-01-01 | 10017618
0 | 0 | 0 | 0 | 2024-12-01 | BH Colorado Electric Oper Co | Regulated Electric (122) | X DNU # 768 (D) Prairie Ave | WPC Transmission Line # 768 (D) Prairie Ave # 107 Sunset #74 | 135600 | Estimated Additions: 0010000000 | 9814834 | CDOT-Pueblo Blvd&Hwy 78 Widen | 2003-04-30 | 2003-05-01 | 10017618
0 | 0 | 0 | 0 | 2024-12-01 | BH Colorado Electric Oper Co | Regulated Electric (122) | X DNU # 768 (D) Prairie Ave | WPC Transmission Line # 768 (D) Prairie Ave # 107 Sunset #74 | 135600 | Estimated Additions: 0010000000 | 9815107 | CDOT-Pueblo Blvd&Hwy 78 Widen | 2003-04-30 | 2003-06-01 | 10017618
0 | 0 | 0 | 0 | 2024-12-01 | BH Colorado Electric Oper Co | Regulated Electric (122) | X DNU # 768 (D) Prairie Ave | WPC Transmission Line # 768 (D) Prairie Ave # 107 Sunset #74 | 135600 | Post Insulators: 4272000000 | 9815944 | POST INSULATORS | 2003-04-30 | 2003-01-01 | 10017618
0 | 0 | 0 | 0 | 2024-12-01 | BH Colorado Electric Oper Co | Regulated Electric (122) | X DNU # 768 (D) Prairie Ave | WPC Transmission Line # 768 (D) Prairie Ave # 107 Sunset #74 | 135600 | Suspension Insulators: 4273000000 | 9814379 | SUSPENSION INSULATORS | 2003-03-01 | 2003-01-01 | 7105768131
0 | 0 | 0 | 0 | 2024-12-01 | BH Colorado Electric Oper Co | Regulated Electric (122) | X DNU # 772 (D) Freemary | WPC Transmission Line # 772 (D) Freemary #208 Prairie Ave | 135002 | Land Rights - Non-Depreciable: 4552XXXXXX | 9737383 | S14,T21S,R65W-LAND RIGHTS-LA BELLA | 2008-05-09 | 2008-05-01 | 10026084
0 | 0 | 0 | 0 | 2024-12-01 | BH Colorado Electric Oper Co | Regulated Electric (122) | X DNU # 772 (D) Freemary | WPC Transmission Line # 772 (D) Freemary #208 Prairie Ave | 135002 | Land Rights - Non-Depreciable: 4552XXXXXX | 9737387 | S14,T21S,R65W-LAND RIGHTS-PRUTCH | 2008-05-09 | 2008-05-01 | 10026084
0 | 0 | 0 | 0 | 2024-12-01 | BH Colorado Electric Oper Co | Regulated Electric (122) | X DNU # 772 (D) Freemary | WPC Transmission Line # 772 (D) Freemary #208 Prairie Ave | 135002 | Land Rights - Non-Depreciable: 4552XXXXXX | 9737382 | S14,T21S,R65W-LAND RIGHTS-CCS DEVELOP | 2008-05-09 | 2008-05-01 | 10026084
0 | 0 | 0 | 0 | 2024-12-01 | BH Colorado Electric Oper Co | Regulated Electric (122) | X DNU # 772 (D) Freemary | WPC Transmission Line # 772 (D) Freemary #208 Prairie Ave | 135002 | Land Rights - Non-Depreciable: 4552XXXXXX | 9737384 | S14,T21S,R65W-LAND RIGHTS-PRUTCH | 2008-05-09 | 2008-05-01 | 10026084
0 | 0 | 0 | 0 | 2024-12-01 | BH Colorado Electric Oper Co | Regulated Electric (122) | X DNU # 772 (D) Freemary | WPC Transmission Line # 772 (D) Freemary #208 Prairie Ave | 135002 | Land Rights - Non-Depreciable: 4552XXXXXX | 9737386 | S14,T21S,R65W-LAND RIGHTS-DIAZ | 2008-05-09 | 2008-05-01 | 10026084
0 | 0 | 0 | 0 | 2024-12-01 | BH Colorado Electric Oper Co | Regulated Electric (122) | X DNU # 772 (D) Freemary | WPC Transmission Line # 772 (D) Freemary #208 Prairie Ave | 135002 | Land Rights - Non-Depreciable: 4552XXXXXX | 9737385 | S14,T21S,R65W-LAND RIGHTS-EDEN | 2008-05-09 | 2008-05-01 | 10026084
0 | 0 | 0 | 0 | 2024-12-01 | BH Colorado Electric Oper Co | Regulated Electric (122) | X DNU # 772 (D) Freemary | WPC Transmission Line # 772 (D) Freemary #208 Prairie Ave | 135500 | Crossarm Assemblies, Wood: 7914000000 | 9802531 | CROSSARM ASSEMBLIES, WOOD | 1983-07-01 | 1983-07-01 | WCDXFER
0 | 0 | 0 | 0 | 2024-12-01 | BH Colorado Electric Oper Co | Regulated Electric (122) | X DNU # 772 (D) Freemary | WPC Transmission Line # 772 (D) Freemary #208 Prairie Ave | 135500 | Crossarm Assemblies, Wood: 7914000000 | 9802758 | CROSSARM ASSEMBLIES, WOOD | 1995-07-01 | 1995-07-01 | WCDXFER
0 | 0 | 0 | 0 | 2024-12-01 | BH Colorado Electric Oper Co | Regulated Electric (122) | X DNU # 772 (D) Freemary | WPC Transmission Line # 772 (D) Freemary #208 Prairie Ave | 135500 | Estimated Additions: 0010000000 | 12789617 | Replace 69 kV three pole structure that was hit by a car at Freemary substation | 2014-09-10 | 2014-10-01 | 10050672
0 | 0 | 0 | 0 | 2024-12-01 | BH Colorado Electric Oper Co | Regulated Electric (122) | X DNU # 772 (D) Freemary | WPC Transmission Line # 772 (D) Freemary #208 Prairie Ave | 135500 | Estimated Additions: 0010000000 | 9736848 | Inst poles & insul-#772-Lowes | 2008-05-09 | 2008-05-01 | 10026131
0 | 0 | 0 | 0 | 2024-12-01 | BH Colorado Electric Oper Co | Regulated Electric (122) | X DNU # 772 (D) Freemary | WPC Transmission Line # 772 (D) Freemary #208 Prairie Ave | 135500 | Guys: 4060000000 | 9772986 | GUYS | 1995-07-01 | 1995-07-01 | CPR Conversion
0 | 0 | 0 | 0 | 2024-12-01 | BH Colorado Electric Oper Co | Regulated Electric (122) | X DNU # 772 (D) Freemary | WPC Transmission Line # 772 (D) Freemary #208 Prairie Ave | 135500 | Pole, Wood: 7911000000 | 9739296 | POLE, WOOD | 2008-05-09 | 2008-01-01 | 10026131
0 | 0 | 0 | 0 | 2024-12-01 | BH Colorado Electric Oper Co | Regulated Electric (122) | X DNU # 772 (D) Freemary | WPC Transmission Line # 772 (D) Freemary #208 Prairie Ave | 135500 | Pole, Wood: 7911000000 | 9803296 | POLE, WOOD | 1995-07-01 | 1995-07-01 | WCDXFER
0 | 0 | 0 | 0 | 2024-12-01 | BH Colorado Electric Oper Co | Regulated Electric (122) | X DNU # 772 (D) Freemary | WPC Transmission Line # 772 (D) Freemary #208 Prairie Ave | 135500 | Pole, Wood: 7911000000 | 9803070 | POLE, WOOD | 1983-07-01 | 1983-07-01 | WCDXFER
0 | 0 | 0 | 0 | 2024-12-01 | BH Colorado Electric Oper Co | Regulated Electric (122) | X DNU # 772 (D) Freemary | WPC Transmission Line # 772 (D) Freemary #208 Prairie Ave | 135500 | Wood 1 Pole 60': 7911016000 | 9975129 | WOOD 1 POLE 60' | 1983-07-01 | 1983-07-01 | CPR Conversion
0 | 0 | 0 | 0 | 2024-12-01 | BH Colorado Electric Oper Co | Regulated Electric (122) | X DNU # 772 (D) Freemary | WPC Transmission Line # 772 (D) Freemary #208 Prairie Ave | 135500 | Wood 1 Pole 70': 7911017000 | 9772987 | WOOD 1 POLE 70' | 1995-07-01 | 1995-07-01 | CPR Conversion
0 | 0 | 0 | 0 | 2024-12-01 | BH Colorado Electric Oper Co | Regulated Electric (122) | X DNU # 772 (D) Freemary | WPC Transmission Line # 772 (D) Freemary #208 Prairie Ave | 135600 | Estimated Additions: 0010000000 | 9736847 | Inst poles & insul-#772-Lowes | 2008-05-09 | 2008-05-01 | 10026131
0 | 0 | 0 | 0 | 2024-12-01 | BH Colorado Electric Oper Co | Regulated Electric (122) | X DNU # 772 (D) Freemary | WPC Transmission Line # 772 (D) Freemary #208 Prairie Ave | 135600 | Post Insulators: 4272000000 | 9739298 | POST INSULATORS | 2008-05-09 | 2008-01-01 | 10026131
0 | 0 | 0 | 0 | 2024-12-01 | BH Colorado Electric Oper Co | Regulated Electric (122) | X DNU # 772 (D) Freemary | WPC Transmission Line # 772 (D) Freemary #208 Prairie Ave | 135600 | Suspension Insulators: 4273000000 | 9739297 | SUSPENSION INSULATORS | 2008-05-09 | 2008-01-01 | 10026131
0 | 0 | 0 | 0 | 2024-12-01 | BH Colorado Electric Oper Co | Regulated Electric (122) | X DNU # 772 (D) Freemary | WPC Transmission Line # 772 (D) Freemary #208 Prairie Ave | 135600 | Suspension Insulators: 4273000000 | 9814657 | SUSPENSION INSULATORS | 2003-04-01 | 2003-01-01 | 7105772131
0 | 0 | 0 | 0 | 2024-12-01 | BH Colorado Electric Oper Co | Regulated Electric (122) | X DNU # 776 (D) Freemary | WPC Transmission Line # 776 (D) Freemary #209- Reader | 135300 | Estimated Additions: 0010000000 | 11417379 | RELOCATE 69 KV LINE AT READER SUB.Electr : ETOR69 RELOCATE 69 READER | 2012-04-26 | 2012-05-01 | 60018767
0 | 0 | 0 | 0 | 2024-12-01 | BH Colorado Electric Oper Co | Regulated Electric (122) | X DNU # 776 (D) Freemary | WPC Transmission Line # 776 (D) Freemary #209- Reader | 135500 | Estimated Additions: 0010000000 | 11417382 | RELOCATE 69 KV LINE AT READER SUB.Electr : ETOR69 RELOCATE 69 READER | 2012-04-26 | 2012-05-01 | 60018767
0 | 0 | 0 | 0 | 2024-12-01 | BH Colorado Electric Oper Co | Regulated Electric (122) | X DNU # 780 (D) Readers | WPC Transmission Line # 780 (D) Reader #1- Switch 5656 | 135500 | Anchors: 0140000000 | 9809995 | ANCHORS | 2002-01-25 | 2002-01-01 | 10015322
0 | 0 | 0 | 0 | 2024-12-01 | BH Colorado Electric Oper Co | Regulated Electric (122) | X DNU # 780 (D) Readers | WPC Transmission Line # 780 (D) Reader #1- Switch 5656 | 135500 | Anchors: 0140000000 | 9823218 | ANCHORS | 2000-02-01 | 2000-01-01 | 7105780131
0 | 0 | 0 | 0 | 2024-12-01 | BH Colorado Electric Oper Co | Regulated Electric (122) | X DNU # 780 (D) Readers | WPC Transmission Line # 780 (D) Reader #1- Switch 5656 | 135500 | Crossarm Assemblies, Wood: 7914000000 | 9802842 | CROSSARM ASSEMBLIES, WOOD | 1984-07-01 | 1984-07-01 | WCDXFER
0 | 0 | 0 | 0 | 2024-12-01 | BH Colorado Electric Oper Co | Regulated Electric (122) | X DNU # 780 (D) Readers | WPC Transmission Line # 780 (D) Reader #1- Switch 5656 | 135500 | Crossarm Assemblies, Wood: 7914000000 | 9802843 | CROSSARM ASSEMBLIES, WOOD | 1987-07-01 | 1987-07-01 | WCDXFER
0 | 0 | 0 | 0 | 2024-12-01 | BH Colorado Electric Oper Co | Regulated Electric (122) | X DNU # 780 (D) Readers | WPC Transmission Line # 780 (D) Reader #1- Switch 5656 | 135500 | Crossarm Assemblies, Wood: 7914000000 | 9802655 | CROSSARM ASSEMBLIES, WOOD | 2000-02-01 | 2000-01-01 | WCDXFER
0 | 0 | 0 | 0 | 2024-12-01 | BH Colorado Electric Oper Co | Regulated Electric (122) | X DNU # 780 (D) Readers | WPC Transmission Line # 780 (D) Reader #1- Switch 5656 | 135500 | Crossarm Assemblies, Wood: 7914000000 | 9801860 | CROSSARM ASSEMBLIES, WOOD | 2000-02-01 | 2000-01-01 | WCDXFER
0 | 0 | 0 | 0 | 2024-12-01 | BH Colorado Electric Oper Co | Regulated Electric (122) | X DNU # 780 (D) Readers | WPC Transmission Line # 780 (D) Reader #1- Switch 5656 | 135500 | Estimated Additions: 0010000000 | 9809883 | Partial Rebuild of 69 KV KS-2 | 2002-01-25 | 2002-03-01 | 10015322
0 | 0 | 0 | 0 | 2024-12-01 | BH Colorado Electric Oper Co | Regulated Electric (122) | X DNU # 780 (D) Readers | WPC Transmission Line # 780 (D) Reader #1- Switch 5656 | 135500 | Guys: 4060000000 | 9823217 | GUYS | 2000-02-01 | 2000-01-01 | 7105780131
0 | 0 | 0 | 0 | 2024-12-01 | BH Colorado Electric Oper Co | Regulated Electric (122) | X DNU # 780 (D) Readers | WPC Transmission Line # 780 (D) Reader #1- Switch 5656 | 135500 | Guys: 4060000000 | 9809994 | GUYS | 2002-01-25 | 2002-01-01 | 10015322
0 | 0 | 0 | 0 | 2024-12-01 | BH Colorado Electric Oper Co | Regulated Electric (122) | X DNU # 780 (D) Readers | WPC Transmission Line # 780 (D) Reader #1- Switch 5656 | 135500 | Pole, Wood: 7911000000 | 9803228 | POLE, WOOD | 2000-02-01 | 2000-01-01 | WCDXFER
0 | 0 | 0 | 0 | 2024-12-01 | BH Colorado Electric Oper Co | Regulated Electric (122) | X DNU # 780 (D) Readers | WPC Transmission Line # 780 (D) Reader #1- Switch 5656 | 135500 | Pole, Wood: 7911000000 | 9803407 | POLE, WOOD | 1987-07-01 | 1987-07-01 | WCDXFER
0 | 0 | 0 | 0 | 2024-12-01 | BH Colorado Electric Oper Co | Regulated Electric (122) | X DNU # 780 (D) Readers | WPC Transmission Line # 780 (D) Reader #1- Switch 5656 | 135500 | Pole, Wood: 7911000000 | 9809991 | POLE, WOOD | 2002-01-25 | 2002-01-01 | 10015322
0 | 0 | 0 | 0 | 2024-12-01 | BH Colorado Electric Oper Co | Regulated Electric (122) | X DNU # 780 (D) Readers | WPC Transmission Line # 780 (D) Reader #1- Switch 5656 | 135500 | Pole, Wood: 7911000000 | 9802133 | POLE, WOOD | 2000-02-01 | 2000-01-01 | WCDXFER
0 | 0 | 0 | 0 | 2024-12-01 | BH Colorado Electric Oper Co | Regulated Electric (122) | X DNU # 780 (D) Readers | WPC Transmission Line # 780 (D) Reader #1- Switch 5656 | 135500 | Pole, Wood: 7911000000 | 9803406 | POLE, WOOD | 1984-07-01 | 1984-07-01 | WCDXFER
0 | 0 | 0 | 0 | 2024-12-01 | BH Colorado Electric Oper Co | Regulated Electric (122) | X DNU # 780 (D) Readers | WPC Transmission Line # 780 (D) Reader #1- Switch 5656 | 135500 | Wood 1 Pole 30': 7911013000 | 9823216 | WOOD 1 POLE 30' | 2000-02-01 | 2000-01-01 | 7105780131
0 | 0 | 0 | 0 | 2024-12-01 | BH Colorado Electric Oper Co | Regulated Electric (122) | X DNU # 780 (D) Readers | WPC Transmission Line # 780 (D) Reader #1- Switch 5656 | 135500 | Wood 1 Pole 65': 7911016500 | 9823215 | WOOD 1 POLE 65' | 2000-02-01 | 2000-01-01 | 7105780131
0 | 0 | 0 | 0 | 2024-12-01 | BH Colorado Electric Oper Co | Regulated Electric (122) | X DNU # 780 (D) Readers | WPC Transmission Line # 780 (D) Reader #1- Switch 5656 | 135500 | Wood 2 Poles 60': 7911026000 | 9975127 | WOOD 2 POLES 60' | 1987-07-01 | 1987-07-01 | CPR Conversion
0 | 0 | 0 | 0 | 2024-12-01 | BH Colorado Electric Oper Co | Regulated Electric (122) | X DNU # 780 (D) Readers | WPC Transmission Line # 780 (D) Reader #1- Switch 5656 | 135500 | Wood 2 Poles 60': 7911026000 | 9975128 | WOOD 2 POLES 60' | 1984-07-01 | 1984-07-01 | CPR Conversion
0 | 0 | 0 | 0 | 2024-12-01 | BH Colorado Electric Oper Co | Regulated Electric (122) | X DNU # 780 (D) Readers | WPC Transmission Line # 780 (D) Reader #1- Switch 5656 | 135600 | Conductor, Oh Trans & Dist Bare: 1686000000 | 9809990 | CONDUCTOR, OH TRANS & DIST BARE | 2002-01-25 | 2002-01-01 | 10015322
0 | 0 | 0 | 0 | 2024-12-01 | BH Colorado Electric Oper Co | Regulated Electric (122) | X DNU # 780 (D) Readers | WPC Transmission Line # 780 (D) Reader #1- Switch 5656 | 135600 | Conductor, Oh: 1681000000 | 9975126 | CONDUCTOR, OVERHEAD | 1984-07-01 | 1984-07-01 | CPR Conversion
0 | 0 | 0 | 0 | 2024-12-01 | BH Colorado Electric Oper Co | Regulated Electric (122) | X DNU # 780 (D) Readers | WPC Transmission Line # 780 (D) Reader #1- Switch 5656 | 135600 | Estimated Additions: 0010000000 | 9809884 | Partial Rebuild of 69 KV KS-2 | 2002-01-25 | 2002-03-01 | 10015322
0 | 0 | 0 | 0 | 2024-12-01 | BH Colorado Electric Oper Co | Regulated Electric (122) | X DNU # 780 (D) Readers | WPC Transmission Line # 780 (D) Reader #1- Switch 5656 | 135600 | Post Insulators: 4272000000 | 9809993 | POST INSULATORS | 2002-01-25 | 2002-01-01 | 10015322
0 | 0 | 0 | 0 | 2024-12-01 | BH Colorado Electric Oper Co | Regulated Electric (122) | X DNU # 780 (D) Readers | WPC Transmission Line # 780 (D) Reader #1- Switch 5656 | 135600 | Suspension Insulators: 4273000000 | 9809992 | SUSPENSION INSULATORS | 2002-01-25 | 2002-01-01 | 10015322
0 | 0 | 0 | 0 | 2024-12-01 | BH Colorado Electric Oper Co | Regulated Electric (122) | X DNU # 782 (D) Nepesta | WPC Transmission Line # 782 (D) Nepesta #536 S Nepesta | 135002 | Land Rights - Non-Depreciable: 4552XXXXXX | 9870081 | T-LIN S17 T22 R60 | 1981-07-01 | 1981-07-01 | CPR Conversion
0 | 0 | 0 | 0 | 2024-12-01 | BH Colorado Electric Oper Co | Regulated Electric (122) | X DNU # 782 (D) Nepesta | WPC Transmission Line # 782 (D) Nepesta #536 S Nepesta | 135002 | Land Rights - Non-Depreciable: 4552XXXXXX | 9870164 | T-LIN S19 T22 R60 | 1981-07-01 | 1981-07-01 | CPR Conversion
0 | 0 | 0 | 0 | 2024-12-01 | BH Colorado Electric Oper Co | Regulated Electric (122) | X DNU # 782 (D) Nepesta | WPC Transmission Line # 782 (D) Nepesta #536 S Nepesta | 135002 | Land Rights - Non-Depreciable: 4552XXXXXX | 9870163 | T-LIN S32 T21 R60 | 1981-07-01 | 1981-07-01 | CPR Conversion
0 | 0 | 0 | 0 | 2024-12-01 | BH Colorado Electric Oper Co | Regulated Electric (122) | X DNU # 782 (D) Nepesta | WPC Transmission Line # 782 (D) Nepesta #536 S Nepesta | 135002 | Land Rights - Non-Depreciable: 4552XXXXXX | 9727124 | T-LIN S05 T22 R60 | 1981-07-01 | 1981-07-01 | CPR Conversion
0 | 0 | 0 | 0 | 2024-12-01 | BH Colorado Electric Oper Co | Regulated Electric (122) | X DNU # 782 (D) Nepesta | WPC Transmission Line # 782 (D) Nepesta #536 S Nepesta | 135500 | Crossarm Assemblies, Wood: 7914000000 | 9733149 | CROSSARM ASSEMBLIES, WOOD | 2009-09-01 | 2009-01-01 | 7105782131
0 | 0 | 0 | 0 | 2024-12-01 | BH Colorado Electric Oper Co | Regulated Electric (122) | X DNU # 782 (D) Nepesta | WPC Transmission Line # 782 (D) Nepesta #536 S Nepesta | 135500 | Crossarm Assemblies, Wood: 7914000000 | 9802668 | CROSSARM ASSEMBLIES, WOOD | 1982-07-01 | 1982-07-01 | WCDXFER
0 | 0 | 0 | 0 | 2024-12-01 | BH Colorado Electric Oper Co | Regulated Electric (122) | X DNU # 782 (D) Nepesta | WPC Transmission Line # 782 (D) Nepesta #536 S Nepesta | 135500 | Crossarm Assemblies, Wood: 7914000000 | 9802530 | CROSSARM ASSEMBLIES, WOOD | 1982-07-01 | 1982-07-01 | WCDXFER
0 | 0 | 0 | 0 | 2024-12-01 | BH Colorado Electric Oper Co | Regulated Electric (122) | X DNU # 782 (D) Nepesta | WPC Transmission Line # 782 (D) Nepesta #536 S Nepesta | 135500 | Estimated Additions: 0010000000 | 9750093 | Repl 9 str-line 782-Wind damag | 2006-07-06 | 2006-07-01 | 10023920
0 | 0 | 0 | 0 | 2024-12-01 | BH Colorado Electric Oper Co | Regulated Electric (122) | X DNU # 782 (D) Nepesta | WPC Transmission Line # 782 (D) Nepesta #536 S Nepesta | 135500 | Pole, Other: 6169000000 | 14530922 | Pole, Other | 2016-03-01 | 2016-01-01 | 7105782131
0 | 0 | 0 | 0 | 2024-12-01 | BH Colorado Electric Oper Co | Regulated Electric (122) | X DNU # 782 (D) Nepesta | WPC Transmission Line # 782 (D) Nepesta #536 S Nepesta | 135500 | Pole, Wood: 7911000000 | 9733150 | POLE, WOOD | 2009-09-01 | 2009-01-01 | 7105782131
0 | 0 | 0 | 0 | 2024-12-01 | BH Colorado Electric Oper Co | Regulated Electric (122) | X DNU # 782 (D) Nepesta | WPC Transmission Line # 782 (D) Nepesta #536 S Nepesta | 135500 | Pole, Wood: 7911000000 | 9742323 | POLE, WOOD | 2006-07-06 | 2006-01-01 | 10023920
0 | 0 | 0 | 0 | 2024-12-01 | BH Colorado Electric Oper Co | Regulated Electric (122) | X DNU # 782 (D) Nepesta | WPC Transmission Line # 782 (D) Nepesta #536 S Nepesta | 135500 | Pole, Wood: 7911000000 | 9803069 | POLE, WOOD | 1982-07-01 | 1982-07-01 | WCDXFER
0 | 0 | 0 | 0 | 2024-12-01 | BH Colorado Electric Oper Co | Regulated Electric (122) | X DNU # 782 (D) Nepesta | WPC Transmission Line # 782 (D) Nepesta #536 S Nepesta | 135500 | Pole, Wood: 7911000000 | 9803206 | POLE, WOOD | 1982-07-01 | 1982-07-01 | WCDXFER
0 | 0 | 0 | 0 | 2024-12-01 | BH Colorado Electric Oper Co | Regulated Electric (122) | X DNU # 782 (D) Nepesta | WPC Transmission Line # 782 (D) Nepesta #536 S Nepesta | 135500 | Wood 1 Pole 60': 7911016000 | 9975125 | WOOD 1 POLE 60' | 1982-07-01 | 1982-07-01 | CPR Conversion
0 | 0 | 0 | 0 | 2024-12-01 | BH Colorado Electric Oper Co | Regulated Electric (122) | X DNU # 782 (D) Nepesta | WPC Transmission Line # 782 (D) Nepesta #536 S Nepesta | 135500 | Wood 1 Pole 65': 7911016500 | 9975124 | WOOD 1 POLE 65' | 1982-07-01 | 1982-07-01 | CPR Conversion
0 | 0 | 0 | 0 | 2024-12-01 | BH Colorado Electric Oper Co | Regulated Electric (122) | X DNU # 782 (D) Nepesta | WPC Transmission Line # 782 (D) Nepesta #536 S Nepesta | 135600 | Conductor, Oh: 1681000000 | 9975123 | CONDUCTOR, OVERHEAD | 1982-07-01 | 1982-07-01 | CPR Conversion
0 | 0 | 0 | 0 | 2024-12-01 | BH Colorado Electric Oper Co | Regulated Electric (122) | X DNU # 782 (D) Nepesta | WPC Transmission Line # 782 (D) Nepesta #536 S Nepesta | 135600 | Post Insulators: 4272000000 | 9742324 | POST INSULATORS | 2006-07-06 | 2006-01-01 | 10023920
0 | 0 | 0 | 0 | 2024-12-01 | BH Colorado Electric Oper Co | Regulated Electric (122) | X DNU # 782 (D) Nepesta | WPC Transmission Line # 782 (D) Nepesta #536 S Nepesta | 135600 | Static Wire (Transmission Lines): 1682000000 | 9975122 | STATIC WIRE (TRANSMISSION LINES) | 1982-07-01 | 1982-07-01 | CPR Conversion
0 | 0 | 0 | 0 | 2024-12-01 | BH Colorado Electric Oper Co | Regulated Electric (122) | X DNU # 782 (D) Nepesta | WPC Transmission Line # 782 (D) Nepesta #536 S Nepesta | 135600 | Suspension Insulators: 4273000000 | 9710414 | SUSPENSION INSULATORS | 2009-09-01 | 2009-01-01 | 7105782131
0 | 0 | 0 | 0 | 2024-12-01 | BH Colorado Electric Oper Co | Regulated Electric (122) | X DNU # 784 (D) Fowler Sub | WPC Transmission Line # 784 (D) Fowler Sub #1-S Fowler | 135002 | Land Rights - Non-Depreciable: 4552XXXXXX | 9718855 | T-LIN S20 T22 R59 | 1983-07-01 | 1983-07-01 | CPR Conversion
0 | 0 | 0 | 0 | 2024-12-01 | BH Colorado Electric Oper Co | Regulated Electric (122) | X DNU # 784 (D) Fowler Sub | WPC Transmission Line # 784 (D) Fowler Sub #1-S Fowler | 135002 | Land Rights - Non-Depreciable: 4552XXXXXX | 9870139 | T-LIN S29 T22 R59 | 1983-07-01 | 1983-07-01 | CPR Conversion
0 | 0 | 0 | 0 | 2024-12-01 | BH Colorado Electric Oper Co | Regulated Electric (122) | X DNU # 784 (D) Fowler Sub | WPC Transmission Line # 784 (D) Fowler Sub #1-S Fowler | 135002 | Land Rights - Non-Depreciable: 4552XXXXXX | 9870140 | T-LIN S21 T22 R59 | 1983-07-01 | 1983-07-01 | CPR Conversion
0 | 0 | 0 | 0 | 2024-12-01 | BH Colorado Electric Oper Co | Regulated Electric (122) | X DNU # 784 (D) Fowler Sub | WPC Transmission Line # 784 (D) Fowler Sub #1-S Fowler | 135002 | Land Rights - Non-Depreciable: 4552XXXXXX | 9870141 | T-LIN S32 T22 R59 | 1983-07-01 | 1983-07-01 | CPR Conversion
0 | 0 | 0 | 0 | 2024-12-01 | BH Colorado Electric Oper Co | Regulated Electric (122) | X DNU # 784 (D) Fowler Sub | WPC Transmission Line # 784 (D) Fowler Sub #1-S Fowler | 135500 | Crossarm Assemblies, Steel: 7915000000 | 9802472 | CROSSARM ASSEMBLIES, WOOD | 1983-07-01 | 1983-07-01 | WCDXFER
0 | 0 | 0 | 0 | 2024-12-01 | BH Colorado Electric Oper Co | Regulated Electric (122) | X DNU # 784 (D) Fowler Sub | WPC Transmission Line # 784 (D) Fowler Sub #1-S Fowler | 135500 | Crossarm Assemblies, Steel: 7915000000 | 9802385 | CROSSARM ASSEMBLIES, WOOD | 1983-07-01 | 1983-07-01 | WCDXFER
0 | 0 | 0 | 0 | 2024-12-01 | BH Colorado Electric Oper Co | Regulated Electric (122) | X DNU # 784 (D) Fowler Sub | WPC Transmission Line # 784 (D) Fowler Sub #1-S Fowler | 135500 | Crossarm Assemblies, Wood: 7914000000 | 9802841 | CROSSARM ASSEMBLIES, WOOD | 1983-07-01 | 1983-07-01 | WCDXFER
0 | 0 | 0 | 0 | 2024-12-01 | BH Colorado Electric Oper Co | Regulated Electric (122) | X DNU # 784 (D) Fowler Sub | WPC Transmission Line # 784 (D) Fowler Sub #1-S Fowler | 135500 | Pole, Wood: 7911000000 | 9802960 | POLE, WOOD | 1983-07-01 | 1983-07-01 | WCDXFER
0 | 0 | 0 | 0 | 2024-12-01 | BH Colorado Electric Oper Co | Regulated Electric (122) | X DNU # 784 (D) Fowler Sub | WPC Transmission Line # 784 (D) Fowler Sub #1-S Fowler | 135500 | Pole, Wood: 7911000000 | 9803405 | POLE, WOOD | 1983-07-01 | 1983-07-01 | WCDXFER
0 | 0 | 0 | 0 | 2024-12-01 | BH Colorado Electric Oper Co | Regulated Electric (122) | X DNU # 784 (D) Fowler Sub | WPC Transmission Line # 784 (D) Fowler Sub #1-S Fowler | 135500 | Pole, Wood: 7911000000 | 9819871 | POLE, WOOD | 2005-09-01 | 2005-01-01 | 7105784131
0 | 0 | 0 | 0 | 2024-12-01 | BH Colorado Electric Oper Co | Regulated Electric (122) | X DNU # 784 (D) Fowler Sub | WPC Transmission Line # 784 (D) Fowler Sub #1-S Fowler | 135500 | Pole, Wood: 7911000000 | 9803011 | POLE, WOOD | 1983-07-01 | 1983-07-01 | WCDXFER
0 | 0 | 0 | 0 | 2024-12-01 | BH Colorado Electric Oper Co | Regulated Electric (122) | X DNU # 784 (D) Fowler Sub | WPC Transmission Line # 784 (D) Fowler Sub #1-S Fowler | 135500 | Wood 1 Pole 55': 7911015500 | 9975157 | WOOD 1 POLE 55' | 1983-07-01 | 1983-07-01 | CPR Conversion
0 | 0 | 0 | 0 | 2024-12-01 | BH Colorado Electric Oper Co | Regulated Electric (122) | X DNU # 784 (D) Fowler Sub | WPC Transmission Line # 784 (D) Fowler Sub #1-S Fowler | 135500 | Wood 1 Pole 60': 7911016000 | 9975156 | WOOD 1 POLE 60' | 1983-07-01 | 1983-07-01 | CPR Conversion
0 | 0 | 0 | 0 | 2024-12-01 | BH Colorado Electric Oper Co | Regulated Electric (122) | X DNU # 784 (D) Fowler Sub | WPC Transmission Line # 784 (D) Fowler Sub #1-S Fowler | 135500 | Wood 2 Poles 60': 7911026000 | 9975158 | WOOD 2 POLES 60' | 1983-07-01 | 1983-07-01 | CPR Conversion
0 | 0 | 0 | 0 | 2024-12-01 | BH Colorado Electric Oper Co | Regulated Electric (122) | X DNU # 784 (D) Fowler Sub | WPC Transmission Line # 784 (D) Fowler Sub #1-S Fowler | 135600 | Conductor, Oh: 1681000000 | 9693341 | CONDUCTOR, OVERHEAD | 1983-07-01 | 1983-07-01 | CPR Conversion
0 | 0 | 0 | 0 | 2024-12-01 | BH Colorado Electric Oper Co | Regulated Electric (122) | X DNU # 784 (D) Fowler Sub | WPC Transmission Line # 784 (D) Fowler Sub #1-S Fowler | 135600 | Scada Equip - Rtu: 8191130000 | 9975154 | SCADA EQUIPMENT- RTU | 1987-07-01 | 1987-07-01 | CPR Conversion
0 | 0 | 0 | 0 | 2024-12-01 | BH Colorado Electric Oper Co | Regulated Electric (122) | X DNU # 784 (D) Fowler Sub | WPC Transmission Line # 784 (D) Fowler Sub #1-S Fowler | 135600 | Scada Equip - Rtu: 8191130000 | 9728071 | TELEMETERING-RTU | 1988-07-01 | 1988-07-01 | CPR Conversion
0 | 0 | 0 | 0 | 2024-12-01 | BH Colorado Electric Oper Co | Regulated Electric (122) | X DNU # 784 (D) Fowler Sub | WPC Transmission Line # 784 (D) Fowler Sub #1-S Fowler | 135600 | Scada Equip - Transmitter: 8191010000 | 9975153 | SCADA EQUIPMENT- TRANSMITTER | 1987-07-01 | 1987-07-01 | CPR Conversion
0 | 0 | 0 | 0 | 2024-12-01 | BH Colorado Electric Oper Co | Regulated Electric (122) | X DNU # 784 (D) Fowler Sub | WPC Transmission Line # 784 (D) Fowler Sub #1-S Fowler | 135600 | Scada Equip - Transmitter: 8191010000 | 9724210 | TELEMETERING-TRANSMITTER | 1988-07-01 | 1988-07-01 | CPR Conversion
0 | 0 | 0 | 0 | 2024-12-01 | BH Colorado Electric Oper Co | Regulated Electric (122) | X DNU # 784 (D) Fowler Sub | WPC Transmission Line # 784 (D) Fowler Sub #1-S Fowler | 135600 | Static Wire (Transmission Lines): 1682000000 | 9975155 | STATIC WIRE (TRANSMISSION LINES) | 1983-07-01 | 1983-07-01 | CPR Conversion
0 | 0 | 0 | 0 | 2024-12-01 | BH Colorado Electric Oper Co | Regulated Electric (122) | X DNU # 792 (D) PDA Sub | WPC Transmission Line # 792 (D) PDA Sub #20-#1 then PDA | 135500 | Crossarm Assemblies, Wood: 7914000000 | 9816204 | CROSSARM ASSEMBLIES, WOOD | 2003-12-01 | 2003-01-01 | 7105792131
0 | 0 | 0 | 0 | 2024-12-01 | BH Colorado Electric Oper Co | Regulated Electric (122) | X DNU # 792 (D) PDA Sub | WPC Transmission Line # 792 (D) PDA Sub #20-#1 then PDA | 135500 | Crossarm Assemblies, Wood: 7914000000 | 9802690 | CROSSARM ASSEMBLIES, WOOD | 1987-07-01 | 1987-07-01 | WCDXFER
0 | 0 | 0 | 0 | 2024-12-01 | BH Colorado Electric Oper Co | Regulated Electric (122) | X DNU # 792 (D) PDA Sub | WPC Transmission Line # 792 (D) PDA Sub #20-#1 then PDA | 135500 | Crossarm Assemblies, Wood: 7914000000 | 9740790 | CROSSARM ASSEMBLIES, WOOD | 2008-07-01 | 2008-01-01 | 7105792131
0 | 0 | 0 | 0 | 2024-12-01 | BH Colorado Electric Oper Co | Regulated Electric (122) | X DNU # 792 (D) PDA Sub | WPC Transmission Line # 792 (D) PDA Sub #20-#1 then PDA | 135500 | Crossarm Assemblies, Wood: 7914000000 | 9816503 | CROSSARM ASSEMBLIES, WOOD | 2004-01-01 | 2004-01-01 | 7105792131
0 | 0 | 0 | 0 | 2024-12-01 | BH Colorado Electric Oper Co | Regulated Electric (122) | X DNU # 792 (D) PDA Sub | WPC Transmission Line # 792 (D) PDA Sub #20-#1 then PDA | 135500 | Pole, Wood: 7911000000 | 9803227 | POLE, WOOD | 1987-07-01 | 1987-07-01 | WCDXFER
0 | 0 | 0 | 0 | 2024-12-01 | BH Colorado Electric Oper Co | Regulated Electric (122) | X DNU # 792 (D) PDA Sub | WPC Transmission Line # 792 (D) PDA Sub #20-#1 then PDA | 135500 | Wood 1 Pole 65': 7911016500 | 9975112 | WOOD 1 POLE 65' | 1987-07-01 | 1987-07-01 | CPR Conversion
0 | 0 | 0 | 0 | 2024-12-01 | BH Colorado Electric Oper Co | Regulated Electric (122) | X DNU # 792 (D) PDA Sub | WPC Transmission Line # 792 (D) PDA Sub #20-#1 then PDA | 135600 | Static Wire (Transmission Lines): 1682000000 | 9975111 | STATIC WIRE (TRANSMISSION LINES) | 1987-07-01 | 1987-07-01 | CPR Conversion
0 | 0 | 0 | 0 | 2024-12-01 | BH Colorado Electric Oper Co | Regulated Electric (122) | X DNU # 792 (D) PDA Sub | WPC Transmission Line # 792 (D) PDA Sub #20-#1 then PDA | 135600 | Suspension Insulators: 4273000000 | 9740791 | SUSPENSION INSULATORS | 2008-07-01 | 2008-01-01 | 7105792131
0 | 0 | 0 | 0 | 2024-12-01 | BH Colorado Electric Oper Co | Regulated Electric (122) | X DNU # 796 PDA Tap - Hue | WPC Transmission Line # 796 | 135500 | Crossarm Assemblies, Wood: 7914000000 | 9802688 | CROSSARM ASSEMBLIES, WOOD | 1985-07-01 | 1985-07-01 | WCDXFER
0 | 0 | 0 | 0 | 2024-12-01 | BH Colorado Electric Oper Co | Regulated Electric (122) | X DNU # 796 PDA Tap - Hue | WPC Transmission Line # 796 | 135500 | Crossarm Assemblies, Wood: 7914000000 | 9802689 | CROSSARM ASSEMBLIES, WOOD | 1988-07-01 | 1988-07-01 | WCDXFER
0 | 0 | 0 | 0 | 2024-12-01 | BH Colorado Electric Oper Co | Regulated Electric (122) | X DNU # 796 PDA Tap - Hue | WPC Transmission Line # 796 | 135500 | Crossarm Assemblies, Wood: 7914000000 | 9810963 | CROSSARM ASSEMBLIES, WOOD | 2002-06-01 | 2002-01-01 | 7105796131
0 | 0 | 0 | 0 | 2024-12-01 | BH Colorado Electric Oper Co | Regulated Electric (122) | X DNU # 796 PDA Tap - Hue | WPC Transmission Line # 796 | 135500 | Pole, Wood: 7911000000 | 9803225 | POLE, WOOD | 1985-07-01 | 1985-07-01 | WCDXFER
0 | 0 | 0 | 0 | 2024-12-01 | BH Colorado Electric Oper Co | Regulated Electric (122) | X DNU # 796 PDA Tap - Hue | WPC Transmission Line # 796 | 135500 | Pole, Wood: 7911000000 | 9810964 | POLE, WOOD | 2002-06-01 | 2002-01-01 | 7105796131
0 | 0 | 0 | 0 | 2024-12-01 | BH Colorado Electric Oper Co | Regulated Electric (122) | X DNU # 796 PDA Tap - Hue | WPC Transmission Line # 796 | 135500 | Pole, Wood: 7911000000 | 9803226 | POLE, WOOD | 1988-07-01 | 1988-07-01 | WCDXFER
0 | 0 | 0 | 0 | 2024-12-01 | BH Colorado Electric Oper Co | Regulated Electric (122) | X DNU # 796 PDA Tap - Hue | WPC Transmission Line # 796 | 135500 | Wood 1 Pole 65': 7911016500 | 9975109 | WOOD 1 POLE 65' | 1988-07-01 | 1988-07-01 | CPR Conversion
0 | 0 | 0 | 0 | 2024-12-01 | BH Colorado Electric Oper Co | Regulated Electric (122) | X DNU # 796 PDA Tap - Hue | WPC Transmission Line # 796 | 135500 | Wood 1 Pole 65': 7911016500 | 9975110 | WOOD 1 POLE 65' | 1985-07-01 | 1985-07-01 | CPR Conversion
0 | 0 | 0 | 0 | 2024-12-01 | BH Colorado Electric Oper Co | Regulated Electric (122) | X DNU # 796 PDA Tap - Hue | WPC Transmission Line # 796 | 135600 | Conductor, Oh: 1681000000 | 9728070 | CONDUCTOR, OVERHEAD | 1985-07-01 | 1985-07-01 | CPR Conversion
0 | 0 | 0 | 0 | 2024-12-01 | BH Colorado Electric Oper Co | Regulated Electric (122) | X DNU # 796 PDA Tap - Hue | WPC Transmission Line # 796 | 135600 | Static Wire (Transmission Lines): 1682000000 | 9697439 | STATIC WIRE (TRANSMISSION LINES) | 1985-07-01 | 1985-07-01 | CPR Conversion
0 | 0 | 0 | 0 | 2024-12-01 | BH Colorado Electric Oper Co | Regulated Electric (122) | X DNU # 800 (D) Boone Sub | WPC Transmission Line # 800 (D) Boone Sub # 1- #30 | 135002 | Land Rights - Non-Depreciable: 4552XXXXXX | 9696130 | T-LIN S17 T22 R60 | 1982-07-01 | 1982-07-01 | CPR Conversion
0 | 0 | 0 | 0 | 2024-12-01 | BH Colorado Electric Oper Co | Regulated Electric (122) | X DNU # 800 (D) Boone Sub | WPC Transmission Line # 800 (D) Boone Sub # 1- #30 | 135002 | Land Rights - Non-Depreciable: 4552XXXXXX | 9699861 | T-LIN S15 T21 R61 | 1981-07-01 | 1981-07-01 | CPR Conversion
0 | 0 | 0 | 0 | 2024-12-01 | BH Colorado Electric Oper Co | Regulated Electric (122) | X DNU # 800 (D) Boone Sub | WPC Transmission Line # 800 (D) Boone Sub # 1- #30 | 135002 | Land Rights - Non-Depreciable: 4552XXXXXX | 9870161 | T-LIN S09 T21 R61 | 1982-07-01 | 1982-07-01 | CPR Conversion
0 | 0 | 0 | 0 | 2024-12-01 | BH Colorado Electric Oper Co | Regulated Electric (122) | X DNU # 800 (D) Boone Sub | WPC Transmission Line # 800 (D) Boone Sub # 1- #30 | 135002 | Land Rights - Non-Depreciable: 4552XXXXXX | 9870162 | T-LIN S09 T21 R61 | 1981-07-01 | 1981-07-01 | CPR Conversion
0 | 0 | 0 | 0 | 2024-12-01 | BH Colorado Electric Oper Co | Regulated Electric (122) | X DNU # 800 (D) Boone Sub | WPC Transmission Line # 800 (D) Boone Sub # 1- #30 | 135002 | Land Rights - Non-Depreciable: 4552XXXXXX | 9870159 | T-LIN S16 T21 R61 | 1981-07-01 | 1981-07-01 | CPR Conversion
0 | 0 | 0 | 0 | 2024-12-01 | BH Colorado Electric Oper Co | Regulated Electric (122) | X DNU # 800 (D) Boone Sub | WPC Transmission Line # 800 (D) Boone Sub # 1- #30 | 135002 | Land Rights - Non-Depreciable: 4552XXXXXX | 9870160 | T-LIN S04 T21 R61 | 1981-07-01 | 1981-07-01 | CPR Conversion
0 | 0 | 0 | 0 | 2024-12-01 | BH Colorado Electric Oper Co | Regulated Electric (122) | X DNU # 800 (D) Boone Sub | WPC Transmission Line # 800 (D) Boone Sub # 1- #30 | 135500 | Crossarm Assemblies, Wood: 7914000000 | 9802419 | CROSSARM ASSEMBLIES, WOOD | 1982-07-01 | 1982-07-01 | WCDXFER
0 | 0 | 0 | 0 | 2024-12-01 | BH Colorado Electric Oper Co | Regulated Electric (122) | X DNU # 800 (D) Boone Sub | WPC Transmission Line # 800 (D) Boone Sub # 1- #30 | 135500 | Crossarm Assemblies, Wood: 7914000000 | 9802587 | CROSSARM ASSEMBLIES, WOOD | 1982-07-01 | 1982-07-01 | WCDXFER
0 | 0 | 0 | 0 | 2024-12-01 | BH Colorado Electric Oper Co | Regulated Electric (122) | X DNU # 800 (D) Boone Sub | WPC Transmission Line # 800 (D) Boone Sub # 1- #30 | 135500 | Crossarm Assemblies, Wood: 7914000000 | 9802853 | CROSSARM ASSEMBLIES, WOOD | 1982-07-01 | 1982-07-01 | WCDXFER
0 | 0 | 0 | 0 | 2024-12-01 | BH Colorado Electric Oper Co | Regulated Electric (122) | X DNU # 800 (D) Boone Sub | WPC Transmission Line # 800 (D) Boone Sub # 1- #30 | 135500 | Pole, Wood: 7911000000 | 9802958 | POLE, WOOD | 1982-07-01 | 1982-07-01 | WCDXFER
0 | 0 | 0 | 0 | 2024-12-01 | BH Colorado Electric Oper Co | Regulated Electric (122) | X DNU # 800 (D) Boone Sub | WPC Transmission Line # 800 (D) Boone Sub # 1- #30 | 135500 | Pole, Wood: 7911000000 | 9803505 | POLE, WOOD | 1982-07-01 | 1982-07-01 | WCDXFER
0 | 0 | 0 | 0 | 2024-12-01 | BH Colorado Electric Oper Co | Regulated Electric (122) | X DNU # 800 (D) Boone Sub | WPC Transmission Line # 800 (D) Boone Sub # 1- #30 | 135500 | Pole, Wood: 7911000000 | 9804941 | POLE, WOOD | 1982-07-01 | 1982-07-01 | WCDXFER
0 | 0 | 0 | 0 | 2024-12-01 | BH Colorado Electric Oper Co | Regulated Electric (122) | X DNU # 800 (D) Boone Sub | WPC Transmission Line # 800 (D) Boone Sub # 1- #30 | 135500 | Pole, Wood: 7911000000 | 9804969 | POLE, WOOD | 1982-07-01 | 1982-07-01 | WCDXFER
0 | 0 | 0 | 0 | 2024-12-01 | BH Colorado Electric Oper Co | Regulated Electric (122) | X DNU # 800 (D) Boone Sub | WPC Transmission Line # 800 (D) Boone Sub # 1- #30 | 135500 | Pole, Wood: 7911000000 | 9803126 | POLE, WOOD | 1982-07-01 | 1982-07-01 | WCDXFER
0 | 0 | 0 | 0 | 2024-12-01 | BH Colorado Electric Oper Co | Regulated Electric (122) | X DNU # 800 (D) Boone Sub | WPC Transmission Line # 800 (D) Boone Sub # 1- #30 | 135500 | Wood 1 Pole 55': 7911015500 | 9701195 | WOOD 1 POLE 55' | 1982-07-01 | 1982-07-01 | CPR Conversion
0 | 0 | 0 | 0 | 2024-12-01 | BH Colorado Electric Oper Co | Regulated Electric (122) | X DNU # 800 (D) Boone Sub | WPC Transmission Line # 800 (D) Boone Sub # 1- #30 | 135500 | Wood 1 Pole 65': 7911016500 | 9975106 | WOOD 1 POLE 65' | 1982-07-01 | 1982-07-01 | CPR Conversion
0 | 0 | 0 | 0 | 2024-12-01 | BH Colorado Electric Oper Co | Regulated Electric (122) | X DNU # 800 (D) Boone Sub | WPC Transmission Line # 800 (D) Boone Sub # 1- #30 | 135500 | Wood 2 Poles 65': 7911026500 | 9975108 | WOOD 2 POLES 65' | 1982-07-01 | 1982-07-01 | CPR Conversion
0 | 0 | 0 | 0 | 2024-12-01 | BH Colorado Electric Oper Co | Regulated Electric (122) | X DNU # 800 (D) Boone Sub | WPC Transmission Line # 800 (D) Boone Sub # 1- #30 | 135500 | Wood 3 Poles 70': 7911047000 | 9724206 | WOOD 3 POLES 70' | 1982-07-01 | 1982-07-01 | CPR Conversion
0 | 0 | 0 | 0 | 2024-12-01 | BH Colorado Electric Oper Co | Regulated Electric (122) | X DNU # 800 (D) Boone Sub | WPC Transmission Line # 800 (D) Boone Sub # 1- #30 | 135500 | Wood 4 Poles 90': 7911079000 | 9975107 | WOOD 4 POLES 90' | 1982-07-01 | 1982-07-01 | CPR Conversion
0 | 0 | 0 | 0 | 2024-12-01 | BH Colorado Electric Oper Co | Regulated Electric (122) | X DNU # 800 (D) Boone Sub | WPC Transmission Line # 800 (D) Boone Sub # 1- #30 | 135600 | Conductor, Oh: 1681000000 | 9975105 | CONDUCTOR, OVERHEAD | 1982-07-01 | 1982-07-01 | CPR Conversion
0 | 0 | 0 | 0 | 2024-12-01 | BH Colorado Electric Oper Co | Regulated Electric (122) | X DNU # 800 (D) Boone Sub | WPC Transmission Line # 800 (D) Boone Sub # 1- #30 | 135600 | Static Wire (Transmission Lines): 1682000000 | 9975104 | STATIC WIRE (TRANSMISSION LINES) | 1982-07-01 | 1982-07-01 | CPR Conversion
0 | 0 | 0 | 0 | 2024-12-01 | BH Colorado Electric Oper Co | Regulated Electric (122) | X DNU # 800 (D) Boone Sub | WPC Transmission Line # 800 (D) Boone Sub # 1- #30 | 135600 | Switches - Over 34500v: 7986900000 | 9975103 | SWITCHES - OVER 34.5KV | 1982-07-01 | 1982-07-01 | CPR Conversion
0 | 0 | 0 | 0 | 2024-12-01 | BH Colorado Electric Oper Co | Regulated Electric (122) | X DNU # 806 (D) Boone Tap | WPC Transmission Line # 806 (D) Boone Tap #616 | 135500 | Crossarm Assemblies, Wood: 7914000000 | 9802414 | CROSSARM ASSEMBLIES, WOOD | 1983-07-01 | 1983-07-01 | WCDXFER
0 | 0 | 0 | 0 | 2024-12-01 | BH Colorado Electric Oper Co | Regulated Electric (122) | X DNU # 806 (D) Boone Tap | WPC Transmission Line # 806 (D) Boone Tap #616 | 135500 | Crossarm Assemblies, Wood: 7914000000 | 9802470 | CROSSARM ASSEMBLIES, WOOD | 1983-07-01 | 1983-07-01 | WCDXFER
0 | 0 | 0 | 0 | 2024-12-01 | BH Colorado Electric Oper Co | Regulated Electric (122) | X DNU # 806 (D) Boone Tap | WPC Transmission Line # 806 (D) Boone Tap #616 | 135500 | Crossarm Assemblies, Wood: 7914000000 | 9802413 | CROSSARM ASSEMBLIES, WOOD | 1982-07-01 | 1982-07-01 | WCDXFER
0 | 0 | 0 | 0 | 2024-12-01 | BH Colorado Electric Oper Co | Regulated Electric (122) | X DNU # 806 (D) Boone Tap | WPC Transmission Line # 806 (D) Boone Tap #616 | 135500 | Crossarm Assemblies, Wood: 7914000000 | 9802415 | CROSSARM ASSEMBLIES, WOOD | 1997-07-01 | 1997-07-01 | WCDXFER
0 | 0 | 0 | 0 | 2024-12-01 | BH Colorado Electric Oper Co | Regulated Electric (122) | X DNU # 806 (D) Boone Tap | WPC Transmission Line # 806 (D) Boone Tap #616 | 135500 | Crossarm Assemblies, Wood: 7914000000 | 9802698 | CROSSARM ASSEMBLIES, WOOD | 1983-07-01 | 1983-07-01 | WCDXFER
0 | 0 | 0 | 0 | 2024-12-01 | BH Colorado Electric Oper Co | Regulated Electric (122) | X DNU # 806 (D) Boone Tap | WPC Transmission Line # 806 (D) Boone Tap #616 | 135500 | Pole, Wood: 7911000000 | 9802953 | POLE, WOOD | 1983-07-01 | 1983-07-01 | WCDXFER
0 | 0 | 0 | 0 | 2024-12-01 | BH Colorado Electric Oper Co | Regulated Electric (122) | X DNU # 806 (D) Boone Tap | WPC Transmission Line # 806 (D) Boone Tap #616 | 135500 | Pole, Wood: 7911000000 | 9803009 | POLE, WOOD | 1983-07-01 | 1983-07-01 | WCDXFER
0 | 0 | 0 | 0 | 2024-12-01 | BH Colorado Electric Oper Co | Regulated Electric (122) | X DNU # 806 (D) Boone Tap | WPC Transmission Line # 806 (D) Boone Tap #616 | 135500 | Pole, Wood: 7911000000 | 9802952 | POLE, WOOD | 1982-07-01 | 1982-07-01 | WCDXFER
0 | 0 | 0 | 0 | 2024-12-01 | BH Colorado Electric Oper Co | Regulated Electric (122) | X DNU # 806 (D) Boone Tap | WPC Transmission Line # 806 (D) Boone Tap #616 | 135500 | Pole, Wood: 7911000000 | 9804945 | POLE, WOOD | 1982-07-01 | 1982-07-01 | WCDXFER
0 | 0 | 0 | 0 | 2024-12-01 | BH Colorado Electric Oper Co | Regulated Electric (122) | X DNU # 806 (D) Boone Tap | WPC Transmission Line # 806 (D) Boone Tap #616 | 135500 | Pole, Wood: 7911000000 | 9802954 | POLE, WOOD | 1997-07-01 | 1997-07-01 | WCDXFER
0 | 0 | 0 | 0 | 2024-12-01 | BH Colorado Electric Oper Co | Regulated Electric (122) | X DNU # 806 (D) Boone Tap | WPC Transmission Line # 806 (D) Boone Tap #616 | 135500 | Pole, Wood: 7911000000 | 9803236 | POLE, WOOD | 1983-07-01 | 1983-07-01 | WCDXFER
0 | 0 | 0 | 0 | 2024-12-01 | BH Colorado Electric Oper Co | Regulated Electric (122) | X DNU # 806 (D) Boone Tap | WPC Transmission Line # 806 (D) Boone Tap #616 | 135500 | Wood 1 Pole 55': 7911015500 | 9975186 | WOOD 1 POLE 55' | 1983-07-01 | 1983-07-01 | CPR Conversion
0 | 0 | 0 | 0 | 2024-12-01 | BH Colorado Electric Oper Co | Regulated Electric (122) | X DNU # 806 (D) Boone Tap | WPC Transmission Line # 806 (D) Boone Tap #616 | 135500 | Wood 1 Pole 55': 7911015500 | 9697440 | WOOD 1 POLE 55' | 1982-07-01 | 1982-07-01 | CPR Conversion
0 | 0 | 0 | 0 | 2024-12-01 | BH Colorado Electric Oper Co | Regulated Electric (122) | X DNU # 806 (D) Boone Tap | WPC Transmission Line # 806 (D) Boone Tap #616 | 135500 | Wood 1 Pole 55': 7911015500 | 9695992 | WOOD 1 POLE 55' | 1997-07-01 | 1997-07-01 | CPR Conversion
0 | 0 | 0 | 0 | 2024-12-01 | BH Colorado Electric Oper Co | Regulated Electric (122) | X DNU # 806 (D) Boone Tap | WPC Transmission Line # 806 (D) Boone Tap #616 | 135500 | Wood 1 Pole 60': 7911016000 | 9975185 | WOOD 1 POLE 60' | 1983-07-01 | 1983-07-01 | CPR Conversion
0 | 0 | 0 | 0 | 2024-12-01 | BH Colorado Electric Oper Co | Regulated Electric (122) | X DNU # 806 (D) Boone Tap | WPC Transmission Line # 806 (D) Boone Tap #616 | 135500 | Wood 1 Pole 70': 7911017000 | 9975184 | WOOD 1 POLE 70' | 1983-07-01 | 1983-07-01 | CPR Conversion
0 | 0 | 0 | 0 | 2024-12-01 | BH Colorado Electric Oper Co | Regulated Electric (122) | X DNU # 806 (D) Boone Tap | WPC Transmission Line # 806 (D) Boone Tap #616 | 135500 | Wood 3 Poles 65': 7911046500 | 9975183 | WOOD 3 POLES 65' | 1982-07-01 | 1982-07-01 | CPR Conversion
0 | 0 | 0 | 0 | 2024-12-01 | BH Colorado Electric Oper Co | Regulated Electric (122) | X DNU # 806 (D) Boone Tap | WPC Transmission Line # 806 (D) Boone Tap #616 | 135600 | Conductor, Oh: 1681000000 | 9975182 | CONDUCTOR, OVERHEAD | 1983-07-01 | 1983-07-01 | CPR Conversion
0 | 0 | 0 | 0 | 2024-12-01 | BH Colorado Electric Oper Co | Regulated Electric (122) | X DNU # 806 (D) Boone Tap | WPC Transmission Line # 806 (D) Boone Tap #616 | 135600 | Pin Insulators: 4271000000 | 9691018 | PIN INSULATORS | 1997-07-01 | 1997-07-01 | CPR Conversion
0 | 0 | 0 | 0 | 2024-12-01 | BH Colorado Electric Oper Co | Regulated Electric (122) | X DNU # 806 (D) Boone Tap | WPC Transmission Line # 806 (D) Boone Tap #616 | 135600 | Static Wire (Transmission Lines): 1682000000 | 9975181 | STATIC WIRE (TRANSMISSION LINES) | 1983-07-01 | 1983-07-01 | CPR Conversion
0 | 0 | 0 | 0 | 2024-12-01 | BH Colorado Electric Oper Co | Regulated Electric (122) | X DNU # 806 (D) Boone Tap | WPC Transmission Line # 806 (D) Boone Tap #616 | 135600 | Suspension Insulators: 4273000000 | 9861166 | SUSPENSION INSULATORS | 1997-07-01 | 1997-07-01 | CPR Conversion
0 | 0 | 0 | 0 | 2024-12-01 | BH Colorado Electric Oper Co | Regulated Electric (122) | X DNU # 808 (D) Fowler Sub | WPC Transmission Line # 808 (D) Fowler Sub #423 Manzon | 135300 | Estimated Additions: 0010000000 | 11159641 | HWY 50 POLE # 377 Electric Transmission : ETOR69 HWY 50 POLE # 377 | 2011-10-28 | 2011-11-01 | 60017704
0 | 0 | 0 | 0 | 2024-12-01 | BH Colorado Electric Oper Co | Regulated Electric (122) | X DNU # 808 (D) Fowler Sub | WPC Transmission Line # 808 (D) Fowler Sub #423 Manzon | 135300 | Wood 1 Pole 25': 7911012500 | 11194218 | Wood 1 Pole 25' | 2011-10-28 | 2011-11-01 | 60017704
0 | 0 | 0 | 0 | 2024-12-01 | BH Colorado Electric Oper Co | Regulated Electric (122) | X DNU # 808 (D) Fowler Sub | WPC Transmission Line # 808 (D) Fowler Sub #423 Manzon | 135500 | Crossarm Assemblies, Wood: 7914000000 | 9802666 | CROSSARM ASSEMBLIES, WOOD | 1991-07-01 | 1991-07-01 | WCDXFER
0 | 0 | 0 | 0 | 2024-12-01 | BH Colorado Electric Oper Co | Regulated Electric (122) | X DNU # 808 (D) Fowler Sub | WPC Transmission Line # 808 (D) Fowler Sub #423 Manzon | 135500 | Crossarm Assemblies, Wood: 7914000000 | 9808207 | CROSSARM ASSEMBLIES, WOOD | 2001-05-25 | 2001-01-01 | 10012889
0 | 0 | 0 | 0 | 2024-12-01 | BH Colorado Electric Oper Co | Regulated Electric (122) | X DNU # 808 (D) Fowler Sub | WPC Transmission Line # 808 (D) Fowler Sub #423 Manzon | 135500 | Crossarm Assemblies, Wood: 7914000000 | 9741390 | CROSSARM ASSEMBLIES, WOOD | 2008-02-14 | 2008-01-01 | 10026019
0 | 0 | 0 | 0 | 2024-12-01 | BH Colorado Electric Oper Co | Regulated Electric (122) | X DNU # 808 (D) Fowler Sub | WPC Transmission Line # 808 (D) Fowler Sub #423 Manzon | 135500 | Crossarm Assemblies, Wood: 7914000000 | 9802664 | CROSSARM ASSEMBLIES, WOOD | 1985-07-01 | 1985-07-01 | WCDXFER
0 | 0 | 0 | 0 | 2024-12-01 | BH Colorado Electric Oper Co | Regulated Electric (122) | X DNU # 808 (D) Fowler Sub | WPC Transmission Line # 808 (D) Fowler Sub #423 Manzon | 135500 | Crossarm Assemblies, Wood: 7914000000 | 9742246 | CROSSARM ASSEMBLIES, WOOD | 2007-11-01 | 2007-01-01 | 7105808131
0 | 0 | 0 | 0 | 2024-12-01 | BH Colorado Electric Oper Co | Regulated Electric (122) | X DNU # 808 (D) Fowler Sub | WPC Transmission Line # 808 (D) Fowler Sub #423 Manzon | 135500 | Crossarm Assemblies, Wood: 7914000000 | 9802757 | CROSSARM ASSEMBLIES, WOOD | 1996-07-01 | 1996-07-01 | WCDXFER
0 | 0 | 0 | 0 | 2024-12-01 | BH Colorado Electric Oper Co | Regulated Electric (122) | X DNU # 808 (D) Fowler Sub | WPC Transmission Line # 808 (D) Fowler Sub #423 Manzon | 135500 | Crossarm Assemblies, Wood: 7914000000 | 9732838 | CROSSARM ASSEMBLIES, WOOD | 2009-02-01 | 2009-01-01 | 7105808131
0 | 0 | 0 | 0 | 2024-12-01 | BH Colorado Electric Oper Co | Regulated Electric (122) | X DNU # 808 (D) Fowler Sub | WPC Transmission Line # 808 (D) Fowler Sub #423 Manzon | 135500 | Crossarm Assemblies, Wood: 7914000000 | 9802558 | CROSSARM ASSEMBLIES, WOOD | 1996-07-01 | 1996-07-01 | WCDXFER
0 | 0 | 0 | 0 | 2024-12-01 | BH Colorado Electric Oper Co | Regulated Electric (122) | X DNU # 808 (D) Fowler Sub | WPC Transmission Line # 808 (D) Fowler Sub #423 Manzon | 135500 | Crossarm Assemblies, Wood: 7914000000 | 9802665 | CROSSARM ASSEMBLIES, WOOD | 1990-07-01 | 1990-07-01 | WCDXFER
0 | 0 | 0 | 0 | 2024-12-01 | BH Colorado Electric Oper Co | Regulated Electric (122) | X DNU # 808 (D) Fowler Sub | WPC Transmission Line # 808 (D) Fowler Sub #423 Manzon | 135500 | Crossarm Assemblies, Wood: 7914000000 | 9802557 | CROSSARM ASSEMBLIES, WOOD | 1997-07-31 | 1998-01-01 | WCDXFER
0 | 0 | 0 | 0 | 2024-12-01 | BH Colorado Electric Oper Co | Regulated Electric (122) | X DNU # 808 (D) Fowler Sub | WPC Transmission Line # 808 (D) Fowler Sub #423 Manzon | 135500 | Crossarm Assemblies, Wood: 7914000000 | 9802667 | CROSSARM ASSEMBLIES, WOOD | 1996-07-01 | 1996-07-01 | WCDXFER
0 | 0 | 0 | 0 | 2024-12-01 | BH Colorado Electric Oper Co | Regulated Electric (122) | X DNU # 808 (D) Fowler Sub | WPC Transmission Line # 808 (D) Fowler Sub #423 Manzon | 135500 | Crossarm, Wood: 2451000000 | 11104561 | Crossarm, Wood | 2011-10-28 | 2011-01-01 | 60017704
0 | 0 | 0 | 0 | 2024-12-01 | BH Colorado Electric Oper Co | Regulated Electric (122) | X DNU # 808 (D) Fowler Sub | WPC Transmission Line # 808 (D) Fowler Sub #423 Manzon | 135500 | Estimated Additions: 0010000000 | 11531855 | HWY 50 WEST OF RD 5 Electric Transmissi : ETOR69 HWY 50 WEST OF RD 5 | 2012-06-19 | 2012-07-01 | 60019179
0 | 0 | 0 | 0 | 2024-12-01 | BH Colorado Electric Oper Co | Regulated Electric (122) | X DNU # 808 (D) Fowler Sub | WPC Transmission Line # 808 (D) Fowler Sub #423 Manzon | 135500 | Estimated Additions: 0010000000 | 10833439 | Fowler Sub - Manzanola Sub | 2011-04-01 | 2011-04-01 | 7105808131
0 | 0 | 0 | 0 | 2024-12-01 | BH Colorado Electric Oper Co | Regulated Electric (122) | X DNU # 808 (D) Fowler Sub | WPC Transmission Line # 808 (D) Fowler Sub #423 Manzon | 135500 | Pole, Wood, 60': 6161600000 | 11104564 | Pole, Wood, 60' | 2011-10-28 | 2011-01-01 | 60017704
0 | 0 | 0 | 0 | 2024-12-01 | BH Colorado Electric Oper Co | Regulated Electric (122) | X DNU # 808 (D) Fowler Sub | WPC Transmission Line # 808 (D) Fowler Sub #423 Manzon | 135500 | Pole, Wood, 65' Or Greater: 6161650000 | 11136443 | Pole, Wood, 65' Or Greater | 2011-04-04 | 2011-01-01 | 60017604
0 | 0 | 0 | 0 | 2024-12-01 | BH Colorado Electric Oper Co | Regulated Electric (122) | X DNU # 808 (D) Fowler Sub | WPC Transmission Line # 808 (D) Fowler Sub #423 Manzon | 135500 | Pole, Wood: 6161000000 | 11583082 | Pole, Wood | 2012-06-19 | 2012-01-01 | 60019179
0 | 0 | 0 | 0 | 2024-12-01 | BH Colorado Electric Oper Co | Regulated Electric (122) | X DNU # 808 (D) Fowler Sub | WPC Transmission Line # 808 (D) Fowler Sub #423 Manzon | 135500 | Pole, Wood: 7911000000 | 10930714 | Pole, Wood | 2011-05-13 | 2011-04-01 | 7105808131
0 | 0 | 0 | 0 | 2024-12-01 | BH Colorado Electric Oper Co | Regulated Electric (122) | X DNU # 808 (D) Fowler Sub | WPC Transmission Line # 808 (D) Fowler Sub #423 Manzon | 135500 | Pole, Wood: 7911000000 | 9803295 | POLE, WOOD | 1996-07-01 | 1996-07-01 | WCDXFER
0 | 0 | 0 | 0 | 2024-12-01 | BH Colorado Electric Oper Co | Regulated Electric (122) | X DNU # 808 (D) Fowler Sub | WPC Transmission Line # 808 (D) Fowler Sub #423 Manzon | 135500 | Pole, Wood: 7911000000 | 9803203 | POLE, WOOD | 1990-07-01 | 1990-07-01 | WCDXFER
0 | 0 | 0 | 0 | 2024-12-01 | BH Colorado Electric Oper Co | Regulated Electric (122) | X DNU # 808 (D) Fowler Sub | WPC Transmission Line # 808 (D) Fowler Sub #423 Manzon | 135500 | Pole, Wood: 7911000000 | 9803204 | POLE, WOOD | 1991-07-01 | 1991-07-01 | WCDXFER
0 | 0 | 0 | 0 | 2024-12-01 | BH Colorado Electric Oper Co | Regulated Electric (122) | X DNU # 808 (D) Fowler Sub | WPC Transmission Line # 808 (D) Fowler Sub #423 Manzon | 135500 | Pole, Wood: 7911000000 | 9803096 | POLE, WOOD | 1997-07-31 | 1998-01-01 | WCDXFER
0 | 0 | 0 | 0 | 2024-12-01 | BH Colorado Electric Oper Co | Regulated Electric (122) | X DNU # 808 (D) Fowler Sub | WPC Transmission Line # 808 (D) Fowler Sub #423 Manzon | 135500 | Pole, Wood: 7911000000 | 9803097 | POLE, WOOD | 1996-07-01 | 1996-07-01 | WCDXFER
0 | 0 | 0 | 0 | 2024-12-01 | BH Colorado Electric Oper Co | Regulated Electric (122) | X DNU # 808 (D) Fowler Sub | WPC Transmission Line # 808 (D) Fowler Sub #423 Manzon | 135500 | Pole, Wood: 7911000000 | 9808788 | POLE, WOOD | 2001-11-01 | 2001-01-01 | 7105808131
0 | 0 | 0 | 0 | 2024-12-01 | BH Colorado Electric Oper Co | Regulated Electric (122) | X DNU # 808 (D) Fowler Sub | WPC Transmission Line # 808 (D) Fowler Sub #423 Manzon | 135500 | Pole, Wood: 7911000000 | 9694229 | POLE, WOOD | 2008-02-14 | 2008-01-01 | 10026019
0 | 0 | 0 | 0 | 2024-12-01 | BH Colorado Electric Oper Co | Regulated Electric (122) | X DNU # 808 (D) Fowler Sub | WPC Transmission Line # 808 (D) Fowler Sub #423 Manzon | 135500 | Pole, Wood: 7911000000 | 9803205 | POLE, WOOD | 1996-07-01 | 1996-07-01 | WCDXFER
0 | 0 | 0 | 0 | 2024-12-01 | BH Colorado Electric Oper Co | Regulated Electric (122) | X DNU # 808 (D) Fowler Sub | WPC Transmission Line # 808 (D) Fowler Sub #423 Manzon | 135500 | Pole, Wood: 7911000000 | 9742247 | POLE, WOOD | 2007-11-01 | 2007-01-01 | 7105808131
0 | 0 | 0 | 0 | 2024-12-01 | BH Colorado Electric Oper Co | Regulated Electric (122) | X DNU # 808 (D) Fowler Sub | WPC Transmission Line # 808 (D) Fowler Sub #423 Manzon | 135500 | Pole, Wood: 7911000000 | 9803202 | POLE, WOOD | 1985-07-01 | 1985-07-01 | WCDXFER
0 | 0 | 0 | 0 | 2024-12-01 | BH Colorado Electric Oper Co | Regulated Electric (122) | X DNU # 808 (D) Fowler Sub | WPC Transmission Line # 808 (D) Fowler Sub #423 Manzon | 135500 | Pole, Wood: 7911000000 | 9808208 | POLE, WOOD | 2001-05-25 | 2001-01-01 | 10012889
0 | 0 | 0 | 0 | 2024-12-01 | BH Colorado Electric Oper Co | Regulated Electric (122) | X DNU # 808 (D) Fowler Sub | WPC Transmission Line # 808 (D) Fowler Sub #423 Manzon | 135500 | Pole, Wood: 7911000000 | 9732839 | POLE, WOOD | 2009-02-01 | 2009-01-01 | 7105808131
0 | 0 | 0 | 0 | 2024-12-01 | BH Colorado Electric Oper Co | Regulated Electric (122) | X DNU # 808 (D) Fowler Sub | WPC Transmission Line # 808 (D) Fowler Sub #423 Manzon | 135500 | Wood 1 Pole 60': 7911016000 | 9862133 | WOOD 1 POLE 60' | 1996-07-01 | 1996-07-01 | CPR Conversion
0 | 0 | 0 | 0 | 2024-12-01 | BH Colorado Electric Oper Co | Regulated Electric (122) | X DNU # 808 (D) Fowler Sub | WPC Transmission Line # 808 (D) Fowler Sub #423 Manzon | 135500 | Wood 1 Pole 60': 7911016000 | 9758783 | WOOD 1 POLE 60'--808 | 1997-07-31 | 1998-01-01 | 23550045
0 | 0 | 0 | 0 | 2024-12-01 | BH Colorado Electric Oper Co | Regulated Electric (122) | X DNU # 808 (D) Fowler Sub | WPC Transmission Line # 808 (D) Fowler Sub #423 Manzon | 135500 | Wood 1 Pole 65': 7911016500 | 9975147 | WOOD 1 POLE 65' | 1985-07-01 | 1985-07-01 | CPR Conversion
0 | 0 | 0 | 0 | 2024-12-01 | BH Colorado Electric Oper Co | Regulated Electric (122) | X DNU # 808 (D) Fowler Sub | WPC Transmission Line # 808 (D) Fowler Sub #423 Manzon | 135500 | Wood 1 Pole 65': 7911016500 | 9862132 | WOOD 1 POLE 65' | 1996-07-01 | 1996-07-01 | CPR Conversion
0 | 0 | 0 | 0 | 2024-12-01 | BH Colorado Electric Oper Co | Regulated Electric (122) | X DNU # 808 (D) Fowler Sub | WPC Transmission Line # 808 (D) Fowler Sub #423 Manzon | 135500 | Wood 1 Pole 65': 7911016500 | 9975146 | WOOD 1 POLE 65' | 1990-07-01 | 1990-07-01 | CPR Conversion
0 | 0 | 0 | 0 | 2024-12-01 | BH Colorado Electric Oper Co | Regulated Electric (122) | X DNU # 808 (D) Fowler Sub | WPC Transmission Line # 808 (D) Fowler Sub #423 Manzon | 135500 | Wood 1 Pole 65': 7911016500 | 9975145 | WOOD 1 POLE 65' | 1991-07-01 | 1991-07-01 | CPR Conversion
0 | 0 | 0 | 0 | 2024-12-01 | BH Colorado Electric Oper Co | Regulated Electric (122) | X DNU # 808 (D) Fowler Sub | WPC Transmission Line # 808 (D) Fowler Sub #423 Manzon | 135500 | Wood 1 Pole 70': 7911017000 | 9861177 | WOOD 1 POLE 70' | 1996-07-01 | 1996-07-01 | CPR Conversion
0 | 0 | 0 | 0 | 2024-12-01 | BH Colorado Electric Oper Co | Regulated Electric (122) | X DNU # 808 (D) Fowler Sub | WPC Transmission Line # 808 (D) Fowler Sub #423 Manzon | 135600 | Conductor, Oh Copper Bare 4: 1683030000 | 11104558 | Conductor, Oh Copper Bare 4 | 2011-10-28 | 2011-01-01 | 60017704
0 | 0 | 0 | 0 | 2024-12-01 | BH Colorado Electric Oper Co | Regulated Electric (122) | X DNU # 808 (D) Fowler Sub | WPC Transmission Line # 808 (D) Fowler Sub #423 Manzon | 135600 | Estimated Additions: 0010000000 | 10833436 | Fowler Sub - Manzanola Sub | 2011-04-01 | 2011-04-01 | 7105808131
0 | 0 | 0 | 0 | 2024-12-01 | BH Colorado Electric Oper Co | Regulated Electric (122) | X DNU # 808 (D) Fowler Sub | WPC Transmission Line # 808 (D) Fowler Sub #423 Manzon | 135600 | Pin Insulators: 4271000000 | 9758786 | PIN INSULATORS--808 | 1997-07-31 | 1998-01-01 | 23550045
0 | 0 | 0 | 0 | 2024-12-01 | BH Colorado Electric Oper Co | Regulated Electric (122) | X DNU # 808 (D) Fowler Sub | WPC Transmission Line # 808 (D) Fowler Sub #423 Manzon | 135600 | Suspension Insulators: 4273000000 | 9758785 | SUSPENSION INSULATORS--808 | 1997-07-31 | 1998-01-01 | 23550045
0 | 0 | 0 | 0 | 2024-12-01 | BH Colorado Electric Oper Co | Regulated Electric (122) | X DNU # 808 (D) Fowler Sub | WPC Transmission Line # 808 (D) Fowler Sub #423 Manzon | 135600 | Suspension Insulators: 4273000000 | 9861178 | SUSPENSION INSULATORS | 1996-07-01 | 1996-07-01 | CPR Conversion
0 | 0 | 0 | 0 | 2024-12-01 | BH Colorado Electric Oper Co | Regulated Electric (122) | X DNU # 808 (D) Fowler Sub | WPC Transmission Line # 808 (D) Fowler Sub #423 Manzon | 135600 | Suspension Insulators: 4273000000 | 9741391 | SUSPENSION INSULATORS | 2008-02-14 | 2008-01-01 | 10026019
0 | 0 | 0 | 0 | 2024-12-01 | BH Colorado Electric Oper Co | Regulated Electric (122) | X DNU # 808 (D) Fowler Sub | WPC Transmission Line # 808 (D) Fowler Sub #423 Manzon | 135600 | Suspension Insulators: 4273000000 | 9808211 | SUSPENSION INSULATORS | 2001-05-25 | 2001-01-01 | 10012889
0 | 0 | 0 | 0 | 2024-12-01 | BH Colorado Electric Oper Co | Regulated Electric (122) | X DNU # 816 (D) Manzanola RES | WPC Transmission Line # 816 (D) Manzanola RES #174 L1 | 135300 | Estimated Additions: 0010000000 | 11007542 | HWY 50 & RD 14 Electric Transmission OH : ETOR69 HWY 50 & RD 14 | 2011-08-13 | 2011-08-01 | 60018061
0 | 0 | 0 | 0 | 2024-12-01 | BH Colorado Electric Oper Co | Regulated Electric (122) | X DNU # 816 (D) Manzanola RES | WPC Transmission Line # 816 (D) Manzanola RES #174 L1 | 135300 | Pole, Wood, 60': 6161600000 | 11104534 | Pole, Wood, 60' | 2011-08-13 | 2011-01-01 | 60018061
0 | 0 | 0 | 0 | 2024-12-01 | BH Colorado Electric Oper Co | Regulated Electric (122) | X DNU # 816 (D) Manzanola RES | WPC Transmission Line # 816 (D) Manzanola RES #174 L1 | 135300 | Pole, Wood, 65' Or Greater: 6161650000 | 11104537 | Pole, Wood, 65' Or Greater | 2011-08-13 | 2011-01-01 | 60018061
0 | 0 | 0 | 0 | 2024-12-01 | BH Colorado Electric Oper Co | Regulated Electric (122) | X DNU # 816 (D) Manzanola RES | WPC Transmission Line # 816 (D) Manzanola RES #174 L1 | 135500 | Anchors: 0140000000 | 11104524 | Anchors | 2011-08-13 | 2011-01-01 | 60018061
0 | 0 | 0 | 0 | 2024-12-01 | BH Colorado Electric Oper Co | Regulated Electric (122) | X DNU # 816 (D) Manzanola RES | WPC Transmission Line # 816 (D) Manzanola RES #174 L1 | 135500 | Crossarm Assemblies, Wood: 7914000000 | 9819696 | CROSSARM ASSEMBLIES, WOOD | 2005-08-01 | 2005-01-01 | 7105816131
0 | 0 | 0 | 0 | 2024-12-01 | BH Colorado Electric Oper Co | Regulated Electric (122) | X DNU # 816 (D) Manzanola RES | WPC Transmission Line # 816 (D) Manzanola RES #174 L1 | 135500 | Crossarm Assemblies, Wood: 7914000000 | 9739016 | CROSSARM ASSEMBLIES, WOOD | 2008-01-11 | 2008-01-01 | 10026017
0 | 0 | 0 | 0 | 2024-12-01 | BH Colorado Electric Oper Co | Regulated Electric (122) | X DNU # 816 (D) Manzanola RES | WPC Transmission Line # 816 (D) Manzanola RES #174 L1 | 135500 | Crossarm Assemblies, Wood: 7914000000 | 9802469 | CROSSARM ASSEMBLIES, WOOD | 1997-07-01 | 1997-07-01 | WCDXFER
0 | 0 | 0 | 0 | 2024-12-01 | BH Colorado Electric Oper Co | Regulated Electric (122) | X DNU # 816 (D) Manzanola RES | WPC Transmission Line # 816 (D) Manzanola RES #174 L1 | 135500 | Crossarm Assemblies, Wood: 7914000000 | 9802467 | CROSSARM ASSEMBLIES, WOOD | 1991-07-01 | 1991-07-01 | WCDXFER
0 | 0 | 0 | 0 | 2024-12-01 | BH Colorado Electric Oper Co | Regulated Electric (122) | X DNU # 816 (D) Manzanola RES | WPC Transmission Line # 816 (D) Manzanola RES #174 L1 | 135500 | Crossarm Assemblies, Wood: 7914000000 | 9811480 | CROSSARM ASSEMBLIES, WOOD | 2002-07-01 | 2002-01-01 | 7105816131
0 | 0 | 0 | 0 | 2024-12-01 | BH Colorado Electric Oper Co | Regulated Electric (122) | X DNU # 816 (D) Manzanola RES | WPC Transmission Line # 816 (D) Manzanola RES #174 L1 | 135500 | Crossarm Assemblies, Wood: 7914000000 | 9802412 | CROSSARM ASSEMBLIES, WOOD | 1997-07-01 | 1997-07-01 | WCDXFER
0 | 0 | 0 | 0 | 2024-12-01 | BH Colorado Electric Oper Co | Regulated Electric (122) | X DNU # 816 (D) Manzanola RES | WPC Transmission Line # 816 (D) Manzanola RES #174 L1 | 135500 | Crossarm Assemblies, Wood: 7914000000 | 9802466 | CROSSARM ASSEMBLIES, WOOD | 1985-07-01 | 1985-07-01 | WCDXFER
0 | 0 | 0 | 0 | 2024-12-01 | BH Colorado Electric Oper Co | Regulated Electric (122) | X DNU # 816 (D) Manzanola RES | WPC Transmission Line # 816 (D) Manzanola RES #174 L1 | 135500 | Crossarm Assemblies, Wood: 7914000000 | 9802468 | CROSSARM ASSEMBLIES, WOOD | 1995-07-01 | 1995-07-01 | WCDXFER
0 | 0 | 0 | 0 | 2024-12-01 | BH Colorado Electric Oper Co | Regulated Electric (122) | X DNU # 816 (D) Manzanola RES | WPC Transmission Line # 816 (D) Manzanola RES #174 L1 | 135500 | Crossarm Assemblies, Wood: 7914000000 | 9802411 | CROSSARM ASSEMBLIES, WOOD | 1993-07-01 | 1993-07-01 | WCDXFER
0 | 0 | 0 | 0 | 2024-12-01 | BH Colorado Electric Oper Co | Regulated Electric (122) | X DNU # 816 (D) Manzanola RES | WPC Transmission Line # 816 (D) Manzanola RES #174 L1 | 135500 | Crossarm Assemblies, Wood: 7914000000 | 9802586 | CROSSARM ASSEMBLIES, WOOD | 1992-07-01 | 1992-07-01 | WCDXFER
0 | 0 | 0 | 0 | 2024-12-01 | BH Colorado Electric Oper Co | Regulated Electric (122) | X DNU # 816 (D) Manzanola RES | WPC Transmission Line # 816 (D) Manzanola RES #174 L1 | 135500 | Crossarm, Wood: 2451000000 | 11104531 | Crossarm, Wood | 2011-08-13 | 2011-01-01 | 60018061
0 | 0 | 0 | 0 | 2024-12-01 | BH Colorado Electric Oper Co | Regulated Electric (122) | X DNU # 816 (D) Manzanola RES | WPC Transmission Line # 816 (D) Manzanola RES #174 L1 | 135500 | Estimated Additions: 0010000000 | 9741132 | OSMOSE inst poles & ins #816 | 2008-01-11 | 2008-01-01 | 10026017
0 | 0 | 0 | 0 | 2024-12-01 | BH Colorado Electric Oper Co | Regulated Electric (122) | X DNU # 816 (D) Manzanola RES | WPC Transmission Line # 816 (D) Manzanola RES #174 L1 | 135500 | Estimated Additions: 0010000000 | 11007545 | HWY 50 & RD 14 Electric Transmission OH : ETOR69 HWY 50 & RD 14 | 2011-08-13 | 2011-08-01 | 60018061
0 | 0 | 0 | 0 | 2024-12-01 | BH Colorado Electric Oper Co | Regulated Electric (122) | X DNU # 816 (D) Manzanola RES | WPC Transmission Line # 816 (D) Manzanola RES #174 L1 | 135500 | Pole, Wood: 7911000000 | 9803006 | POLE, WOOD | 1991-07-01 | 1991-07-01 | WCDXFER
0 | 0 | 0 | 0 | 2024-12-01 | BH Colorado Electric Oper Co | Regulated Electric (122) | X DNU # 816 (D) Manzanola RES | WPC Transmission Line # 816 (D) Manzanola RES #174 L1 | 135500 | Pole, Wood: 7911000000 | 9819697 | POLE, WOOD | 2005-08-01 | 2005-01-01 | 7105816131
0 | 0 | 0 | 0 | 2024-12-01 | BH Colorado Electric Oper Co | Regulated Electric (122) | X DNU # 816 (D) Manzanola RES | WPC Transmission Line # 816 (D) Manzanola RES #174 L1 | 135500 | Pole, Wood: 7911000000 | 9802950 | POLE, WOOD | 1993-07-01 | 1993-07-01 | WCDXFER
0 | 0 | 0 | 0 | 2024-12-01 | BH Colorado Electric Oper Co | Regulated Electric (122) | X DNU # 816 (D) Manzanola RES | WPC Transmission Line # 816 (D) Manzanola RES #174 L1 | 135500 | Pole, Wood: 7911000000 | 9803005 | POLE, WOOD | 1985-07-01 | 1985-07-01 | WCDXFER
0 | 0 | 0 | 0 | 2024-12-01 | BH Colorado Electric Oper Co | Regulated Electric (122) | X DNU # 816 (D) Manzanola RES | WPC Transmission Line # 816 (D) Manzanola RES #174 L1 | 135500 | Pole, Wood: 7911000000 | 9812457 | POLE, WOOD | 2002-10-01 | 2002-01-01 | 7105816131
0 | 0 | 0 | 0 | 2024-12-01 | BH Colorado Electric Oper Co | Regulated Electric (122) | X DNU # 816 (D) Manzanola RES | WPC Transmission Line # 816 (D) Manzanola RES #174 L1 | 135500 | Pole, Wood: 7911000000 | 9802951 | POLE, WOOD | 1997-07-01 | 1997-07-01 | WCDXFER
0 | 0 | 0 | 0 | 2024-12-01 | BH Colorado Electric Oper Co | Regulated Electric (122) | X DNU # 816 (D) Manzanola RES | WPC Transmission Line # 816 (D) Manzanola RES #174 L1 | 135500 | Pole, Wood: 7911000000 | 9803007 | POLE, WOOD | 1995-07-01 | 1995-07-01 | WCDXFER
0 | 0 | 0 | 0 | 2024-12-01 | BH Colorado Electric Oper Co | Regulated Electric (122) | X DNU # 816 (D) Manzanola RES | WPC Transmission Line # 816 (D) Manzanola RES #174 L1 | 135500 | Pole, Wood: 7911000000 | 9803008 | POLE, WOOD | 1997-07-01 | 1997-07-01 | WCDXFER
0 | 0 | 0 | 0 | 2024-12-01 | BH Colorado Electric Oper Co | Regulated Electric (122) | X DNU # 816 (D) Manzanola RES | WPC Transmission Line # 816 (D) Manzanola RES #174 L1 | 135500 | Pole, Wood: 7911000000 | 9739017 | POLE, WOOD | 2008-01-11 | 2008-01-01 | 10026017
0 | 0 | 0 | 0 | 2024-12-01 | BH Colorado Electric Oper Co | Regulated Electric (122) | X DNU # 816 (D) Manzanola RES | WPC Transmission Line # 816 (D) Manzanola RES #174 L1 | 135500 | Pole, Wood: 7911000000 | 9803124 | POLE, WOOD | 1992-07-01 | 1992-07-01 | WCDXFER
0 | 0 | 0 | 0 | 2024-12-01 | BH Colorado Electric Oper Co | Regulated Electric (122) | X DNU # 816 (D) Manzanola RES | WPC Transmission Line # 816 (D) Manzanola RES #174 L1 | 135500 | Wood 1 Pole 55': 7911015500 | 9975228 | WOOD 1 POLE 55' | 1993-07-01 | 1993-07-01 | CPR Conversion
0 | 0 | 0 | 0 | 2024-12-01 | BH Colorado Electric Oper Co | Regulated Electric (122) | X DNU # 816 (D) Manzanola RES | WPC Transmission Line # 816 (D) Manzanola RES #174 L1 | 135500 | Wood 1 Pole 55': 7911015500 | 9856207 | WOOD 1 POLE 55' | 1997-07-01 | 1997-07-01 | CPR Conversion
0 | 0 | 0 | 0 | 2024-12-01 | BH Colorado Electric Oper Co | Regulated Electric (122) | X DNU # 816 (D) Manzanola RES | WPC Transmission Line # 816 (D) Manzanola RES #174 L1 | 135500 | Wood 1 Pole 60': 7911016000 | 9975226 | WOOD 1 POLE 60' | 1985-07-01 | 1985-07-01 | CPR Conversion
0 | 0 | 0 | 0 | 2024-12-01 | BH Colorado Electric Oper Co | Regulated Electric (122) | X DNU # 816 (D) Manzanola RES | WPC Transmission Line # 816 (D) Manzanola RES #174 L1 | 135500 | Wood 1 Pole 60': 7911016000 | 9975225 | WOOD 1 POLE 60' | 1991-07-01 | 1991-07-01 | CPR Conversion
0 | 0 | 0 | 0 | 2024-12-01 | BH Colorado Electric Oper Co | Regulated Electric (122) | X DNU # 816 (D) Manzanola RES | WPC Transmission Line # 816 (D) Manzanola RES #174 L1 | 135500 | Wood 1 Pole 60': 7911016000 | 9773819 | WOOD 1 POLE 60' | 1995-07-01 | 1995-07-01 | CPR Conversion
0 | 0 | 0 | 0 | 2024-12-01 | BH Colorado Electric Oper Co | Regulated Electric (122) | X DNU # 816 (D) Manzanola RES | WPC Transmission Line # 816 (D) Manzanola RES #174 L1 | 135500 | Wood 1 Pole 60': 7911016000 | 9861261 | WOOD 1 POLE 60' | 1997-07-01 | 1997-07-01 | CPR Conversion
0 | 0 | 0 | 0 | 2024-12-01 | BH Colorado Electric Oper Co | Regulated Electric (122) | X DNU # 816 (D) Manzanola RES | WPC Transmission Line # 816 (D) Manzanola RES #174 L1 | 135500 | Wood 1 Pole 65': 7911016500 | 9975227 | WOOD 1 POLE 65' | 1992-07-01 | 1992-07-01 | CPR Conversion
0 | 0 | 0 | 0 | 2024-12-01 | BH Colorado Electric Oper Co | Regulated Electric (122) | X DNU # 816 (D) Manzanola RES | WPC Transmission Line # 816 (D) Manzanola RES #174 L1 | 135600 | Estimated Additions: 0010000000 | 9741131 | OSMOSE inst poles & ins #816 | 2008-01-11 | 2008-01-01 | 10026017
0 | 0 | 0 | 0 | 2024-12-01 | BH Colorado Electric Oper Co | Regulated Electric (122) | X DNU # 816 (D) Manzanola RES | WPC Transmission Line # 816 (D) Manzanola RES #174 L1 | 135600 | Suspension Insulators: 4273000000 | 9758784 | SUSPENSION INSULATORS--816 | 1997-07-31 | 1998-01-01 | 23550045
0 | 0 | 0 | 0 | 2024-12-01 | BH Colorado Electric Oper Co | Regulated Electric (122) | X DNU # 816 (D) Manzanola RES | WPC Transmission Line # 816 (D) Manzanola RES #174 L1 | 135600 | Suspension Insulators: 4273000000 | 9819698 | SUSPENSION INSULATORS | 2005-08-01 | 2005-01-01 | 7105816131
0 | 0 | 0 | 0 | 2024-12-01 | BH Colorado Electric Oper Co | Regulated Electric (122) | X DNU # 816 (D) Manzanola RES | WPC Transmission Line # 816 (D) Manzanola RES #174 L1 | 135600 | Suspension Insulators: 4273000000 | 9861260 | SUSPENSION INSULATORS | 1997-07-01 | 1997-07-01 | CPR Conversion
0 | 0 | 0 | 0 | 2024-12-01 | BH Colorado Electric Oper Co | Regulated Electric (122) | X DNU # 816 (D) Manzanola RES | WPC Transmission Line # 816 (D) Manzanola RES #174 L1 | 135600 | Suspension Insulators: 4273000000 | 9811445 | SUSPENSION INSULATORS | 2002-07-01 | 2002-01-01 | 7105816131
0 | 0 | 0 | 0 | 2024-12-01 | BH Colorado Electric Oper Co | Regulated Electric (122) | X DNU # 816 (D) Manzanola RES | WPC Transmission Line # 816 (D) Manzanola RES #174 L1 | 135600 | Suspension Insulators: 4273000000 | 9739018 | SUSPENSION INSULATORS | 2008-01-11 | 2008-01-01 | 10026017
0 | 0 | 0 | 0 | 2024-12-01 | BH Colorado Electric Oper Co | Regulated Electric (122) | X DNU # 820 (D) Rocky Ford Sub | WPC Transmission Line # 820 (D) Rocky Ford Sub #1 | 135500 | Crossarm Assemblies, Wood: 7914000000 | 9818764 | CROSSARM ASSEMBLIES, WOOD | 2005-02-01 | 2005-01-01 | 7105820131
0 | 0 | 0 | 0 | 2024-12-01 | BH Colorado Electric Oper Co | Regulated Electric (122) | X DNU # 820 (D) Rocky Ford Sub | WPC Transmission Line # 820 (D) Rocky Ford Sub #1 | 135500 | Crossarm Assemblies, Wood: 7914000000 | 9802552 | CROSSARM ASSEMBLIES, WOOD | 1981-07-01 | 1981-07-01 | WCDXFER
0 | 0 | 0 | 0 | 2024-12-01 | BH Colorado Electric Oper Co | Regulated Electric (122) | X DNU # 820 (D) Rocky Ford Sub | WPC Transmission Line # 820 (D) Rocky Ford Sub #1 | 135500 | Crossarm Assemblies, Wood: 7914000000 | 9802554 | CROSSARM ASSEMBLIES, WOOD | 1991-07-01 | 1991-07-01 | WCDXFER
0 | 0 | 0 | 0 | 2024-12-01 | BH Colorado Electric Oper Co | Regulated Electric (122) | X DNU # 820 (D) Rocky Ford Sub | WPC Transmission Line # 820 (D) Rocky Ford Sub #1 | 135500 | Crossarm Assemblies, Wood: 7914000000 | 9816118 | CROSSARM ASSEMBLIES, WOOD | 2003-08-08 | 2003-01-01 | 10018068
0 | 0 | 0 | 0 | 2024-12-01 | BH Colorado Electric Oper Co | Regulated Electric (122) | X DNU # 820 (D) Rocky Ford Sub | WPC Transmission Line # 820 (D) Rocky Ford Sub #1 | 135500 | Crossarm Assemblies, Wood: 7914000000 | 10746829 | Crossarm Assemblies, Wood | 2011-03-01 | 2011-03-01 | 7105820131
0 | 0 | 0 | 0 | 2024-12-01 | BH Colorado Electric Oper Co | Regulated Electric (122) | X DNU # 820 (D) Rocky Ford Sub | WPC Transmission Line # 820 (D) Rocky Ford Sub #1 | 135500 | Crossarm Assemblies, Wood: 7914000000 | 9802551 | CROSSARM ASSEMBLIES, WOOD | 1997-07-31 | 1998-01-01 | WCDXFER
0 | 0 | 0 | 0 | 2024-12-01 | BH Colorado Electric Oper Co | Regulated Electric (122) | X DNU # 820 (D) Rocky Ford Sub | WPC Transmission Line # 820 (D) Rocky Ford Sub #1 | 135500 | Crossarm Assemblies, Wood: 7914000000 | 9817929 | CROSSARM ASSEMBLIES, WOOD | 2004-10-01 | 2004-01-01 | 7105820131
0 | 0 | 0 | 0 | 2024-12-01 | BH Colorado Electric Oper Co | Regulated Electric (122) | X DNU # 820 (D) Rocky Ford Sub | WPC Transmission Line # 820 (D) Rocky Ford Sub #1 | 135500 | Crossarm Assemblies, Wood: 7914000000 | 9802888 | CROSSARM ASSEMBLIES, WOOD | 1981-07-01 | 1981-07-01 | WCDXFER
0 | 0 | 0 | 0 | 2024-12-01 | BH Colorado Electric Oper Co | Regulated Electric (122) | X DNU # 820 (D) Rocky Ford Sub | WPC Transmission Line # 820 (D) Rocky Ford Sub #1 | 135500 | Crossarm Assemblies, Wood: 7914000000 | 9802555 | CROSSARM ASSEMBLIES, WOOD | 1992-07-01 | 1992-07-01 | WCDXFER
0 | 0 | 0 | 0 | 2024-12-01 | BH Colorado Electric Oper Co | Regulated Electric (122) | X DNU # 820 (D) Rocky Ford Sub | WPC Transmission Line # 820 (D) Rocky Ford Sub #1 | 135500 | Crossarm Assemblies, Wood: 7914000000 | 9802660 | CROSSARM ASSEMBLIES, WOOD | 1981-07-01 | 1981-07-01 | WCDXFER
0 | 0 | 0 | 0 | 2024-12-01 | BH Colorado Electric Oper Co | Regulated Electric (122) | X DNU # 820 (D) Rocky Ford Sub | WPC Transmission Line # 820 (D) Rocky Ford Sub #1 | 135500 | Crossarm Assemblies, Wood: 7914000000 | 9802553 | CROSSARM ASSEMBLIES, WOOD | 1988-07-01 | 1988-07-01 | WCDXFER
0 | 0 | 0 | 0 | 2024-12-01 | BH Colorado Electric Oper Co | Regulated Electric (122) | X DNU # 820 (D) Rocky Ford Sub | WPC Transmission Line # 820 (D) Rocky Ford Sub #1 | 135500 | Crossarm, Wood: 2451000000 | 11219961 | Crossarm, Wood | 2011-12-01 | 2011-01-01 | 7105820131
0 | 0 | 0 | 0 | 2024-12-01 | BH Colorado Electric Oper Co | Regulated Electric (122) | X DNU # 820 (D) Rocky Ford Sub | WPC Transmission Line # 820 (D) Rocky Ford Sub #1 | 135500 | Estimated Additions: 0010000000 | 9815872 | Rpl Structures-Ln 820 Strm Dam | 2003-08-08 | 2003-10-01 | 10018068
0 | 0 | 0 | 0 | 2024-12-01 | BH Colorado Electric Oper Co | Regulated Electric (122) | X DNU # 820 (D) Rocky Ford Sub | WPC Transmission Line # 820 (D) Rocky Ford Sub #1 | 135500 | Estimated Additions: 0010000000 | 11160293 | Rocky Ford Sub-S Fowler Tap | 2011-11-01 | 2011-11-01 | 7105820131
0 | 0 | 0 | 0 | 2024-12-01 | BH Colorado Electric Oper Co | Regulated Electric (122) | X DNU # 820 (D) Rocky Ford Sub | WPC Transmission Line # 820 (D) Rocky Ford Sub #1 | 135500 | Pole, Wood, 60': 6161600000 | 11150984 | Pole, Wood, 60' | 2011-03-31 | 2011-01-01 | 60017518
0 | 0 | 0 | 0 | 2024-12-01 | BH Colorado Electric Oper Co | Regulated Electric (122) | X DNU # 820 (D) Rocky Ford Sub | WPC Transmission Line # 820 (D) Rocky Ford Sub #1 | 135500 | Pole, Wood: 7911000000 | 9803091 | POLE, WOOD | 1981-07-01 | 1981-07-01 | WCDXFER
0 | 0 | 0 | 0 | 2024-12-01 | BH Colorado Electric Oper Co | Regulated Electric (122) | X DNU # 820 (D) Rocky Ford Sub | WPC Transmission Line # 820 (D) Rocky Ford Sub #1 | 135500 | Pole, Wood: 7911000000 | 9817930 | POLE, WOOD | 2004-10-01 | 2004-01-01 | 7105820131
0 | 0 | 0 | 0 | 2024-12-01 | BH Colorado Electric Oper Co | Regulated Electric (122) | X DNU # 820 (D) Rocky Ford Sub | WPC Transmission Line # 820 (D) Rocky Ford Sub #1 | 135500 | Pole, Wood: 7911000000 | 9816119 | POLE, WOOD | 2003-08-08 | 2003-01-01 | 10018068
0 | 0 | 0 | 0 | 2024-12-01 | BH Colorado Electric Oper Co | Regulated Electric (122) | X DNU # 820 (D) Rocky Ford Sub | WPC Transmission Line # 820 (D) Rocky Ford Sub #1 | 135500 | Pole, Wood: 7911000000 | 9803090 | POLE, WOOD | 1997-07-31 | 1998-01-01 | WCDXFER
0 | 0 | 0 | 0 | 2024-12-01 | BH Colorado Electric Oper Co | Regulated Electric (122) | X DNU # 820 (D) Rocky Ford Sub | WPC Transmission Line # 820 (D) Rocky Ford Sub #1 | 135500 | Pole, Wood: 7911000000 | 9803093 | POLE, WOOD | 1991-07-01 | 1991-07-01 | WCDXFER
0 | 0 | 0 | 0 | 2024-12-01 | BH Colorado Electric Oper Co | Regulated Electric (122) | X DNU # 820 (D) Rocky Ford Sub | WPC Transmission Line # 820 (D) Rocky Ford Sub #1 | 135500 | Pole, Wood: 7911000000 | 9803198 | POLE, WOOD | 1981-07-01 | 1981-07-01 | WCDXFER
0 | 0 | 0 | 0 | 2024-12-01 | BH Colorado Electric Oper Co | Regulated Electric (122) | X DNU # 820 (D) Rocky Ford Sub | WPC Transmission Line # 820 (D) Rocky Ford Sub #1 | 135500 | Pole, Wood: 7911000000 | 9803092 | POLE, WOOD | 1988-07-01 | 1988-07-01 | WCDXFER
0 | 0 | 0 | 0 | 2024-12-01 | BH Colorado Electric Oper Co | Regulated Electric (122) | X DNU # 820 (D) Rocky Ford Sub | WPC Transmission Line # 820 (D) Rocky Ford Sub #1 | 135500 | Pole, Wood: 7911000000 | 9803094 | POLE, WOOD | 1992-07-01 | 1992-07-01 | WCDXFER
0 | 0 | 0 | 0 | 2024-12-01 | BH Colorado Electric Oper Co | Regulated Electric (122) | X DNU # 820 (D) Rocky Ford Sub | WPC Transmission Line # 820 (D) Rocky Ford Sub #1 | 135500 | Pole, Wood: 7911000000 | 9804940 | POLE, WOOD | 1981-07-01 | 1981-07-01 | WCDXFER
0 | 0 | 0 | 0 | 2024-12-01 | BH Colorado Electric Oper Co | Regulated Electric (122) | X DNU # 820 (D) Rocky Ford Sub | WPC Transmission Line # 820 (D) Rocky Ford Sub #1 | 135500 | Pole, Wood: 7911000000 | 9807449 | POLE, WOOD | 1981-07-01 | 1981-07-01 | WCDXFER
0 | 0 | 0 | 0 | 2024-12-01 | BH Colorado Electric Oper Co | Regulated Electric (122) | X DNU # 820 (D) Rocky Ford Sub | WPC Transmission Line # 820 (D) Rocky Ford Sub #1 | 135500 | Wood 1 Pole 60': 7911016000 | 9975223 | WOOD 1 POLE 60' | 1981-07-01 | 1981-07-01 | CPR Conversion
0 | 0 | 0 | 0 | 2024-12-01 | BH Colorado Electric Oper Co | Regulated Electric (122) | X DNU # 820 (D) Rocky Ford Sub | WPC Transmission Line # 820 (D) Rocky Ford Sub #1 | 135500 | Wood 1 Pole 60': 7911016000 | 9975222 | WOOD 1 POLE 60' | 1988-07-01 | 1988-07-01 | CPR Conversion
0 | 0 | 0 | 0 | 2024-12-01 | BH Colorado Electric Oper Co | Regulated Electric (122) | X DNU # 820 (D) Rocky Ford Sub | WPC Transmission Line # 820 (D) Rocky Ford Sub #1 | 135500 | Wood 1 Pole 60': 7911016000 | 9975221 | WOOD 1 POLE 60' | 1991-07-01 | 1991-07-01 | CPR Conversion
0 | 0 | 0 | 0 | 2024-12-01 | BH Colorado Electric Oper Co | Regulated Electric (122) | X DNU # 820 (D) Rocky Ford Sub | WPC Transmission Line # 820 (D) Rocky Ford Sub #1 | 135500 | Wood 1 Pole 60': 7911016000 | 9758782 | WOOD 1 POLE 60'--820 | 1997-07-31 | 1998-01-01 | 23550045
0 | 0 | 0 | 0 | 2024-12-01 | BH Colorado Electric Oper Co | Regulated Electric (122) | X DNU # 820 (D) Rocky Ford Sub | WPC Transmission Line # 820 (D) Rocky Ford Sub #1 | 135500 | Wood 1 Pole 60': 7911016000 | 9724217 | WOOD 1 POLE 60' | 1992-07-01 | 1992-07-01 | CPR Conversion
0 | 0 | 0 | 0 | 2024-12-01 | BH Colorado Electric Oper Co | Regulated Electric (122) | X DNU # 820 (D) Rocky Ford Sub | WPC Transmission Line # 820 (D) Rocky Ford Sub #1 | 135500 | Wood 1 Pole 65': 7911016500 | 9975219 | WOOD 1 POLE 65' | 1981-07-01 | 1981-07-01 | CPR Conversion
0 | 0 | 0 | 0 | 2024-12-01 | BH Colorado Electric Oper Co | Regulated Electric (122) | X DNU # 820 (D) Rocky Ford Sub | WPC Transmission Line # 820 (D) Rocky Ford Sub #1 | 135500 | Wood 2 Poles 65': 7911026500 | 9975224 | WOOD 2 POLES 65' | 1981-07-01 | 1981-07-01 | CPR Conversion
0 | 0 | 0 | 0 | 2024-12-01 | BH Colorado Electric Oper Co | Regulated Electric (122) | X DNU # 820 (D) Rocky Ford Sub | WPC Transmission Line # 820 (D) Rocky Ford Sub #1 | 135500 | Wood 3 Poles 70': 7911047000 | 9975220 | WOOD 3 POLES 70' | 1981-07-01 | 1981-07-01 | CPR Conversion
0 | 0 | 0 | 0 | 2024-12-01 | BH Colorado Electric Oper Co | Regulated Electric (122) | X DNU # 820 (D) Rocky Ford Sub | WPC Transmission Line # 820 (D) Rocky Ford Sub #1 | 135600 | Conductor, Oh Copper Bare 4: 1683030000 | 11219954 | Conductor, Oh Copper Bare 4 | 2011-12-01 | 2011-01-01 | 7105820131
0 | 0 | 0 | 0 | 2024-12-01 | BH Colorado Electric Oper Co | Regulated Electric (122) | X DNU # 820 (D) Rocky Ford Sub | WPC Transmission Line # 820 (D) Rocky Ford Sub #1 | 135600 | Conductor, Oh: 1681000000 | 9975217 | TRANSMISSION LINES-CONDUCTOR | 1986-07-01 | 1986-07-01 | CPR Conversion
0 | 0 | 0 | 0 | 2024-12-01 | BH Colorado Electric Oper Co | Regulated Electric (122) | X DNU # 820 (D) Rocky Ford Sub | WPC Transmission Line # 820 (D) Rocky Ford Sub #1 | 135600 | Conductor, Oh: 1681000000 | 9975218 | CONDUCTOR, OVERHEAD | 1981-07-01 | 1981-07-01 | CPR Conversion
0 | 0 | 0 | 0 | 2024-12-01 | BH Colorado Electric Oper Co | Regulated Electric (122) | X DNU # 820 (D) Rocky Ford Sub | WPC Transmission Line # 820 (D) Rocky Ford Sub #1 | 135600 | Estimated Additions: 0010000000 | 9815873 | Rpl Structures-Ln 820 Strm Dam | 2003-08-08 | 2003-10-01 | 10018068
0 | 0 | 0 | 0 | 2024-12-01 | BH Colorado Electric Oper Co | Regulated Electric (122) | X DNU # 820 (D) Rocky Ford Sub | WPC Transmission Line # 820 (D) Rocky Ford Sub #1 | 135600 | Estimated Additions: 0010000000 | 11160290 | Rocky Ford Sub-S Fowler Tap | 2011-11-01 | 2011-11-01 | 7105820131
0 | 0 | 0 | 0 | 2024-12-01 | BH Colorado Electric Oper Co | Regulated Electric (122) | X DNU # 820 (D) Rocky Ford Sub | WPC Transmission Line # 820 (D) Rocky Ford Sub #1 | 135600 | Suspension Insulators: 4273000000 | 9816120 | SUSPENSION INSULATORS | 2003-08-08 | 2003-01-01 | 10018068
0 | 0 | 0 | 0 | 2024-12-01 | BH Colorado Electric Oper Co | Regulated Electric (122) | X DNU # 820 (D) Rocky Ford Sub | WPC Transmission Line # 820 (D) Rocky Ford Sub #1 | 135600 | Suspension Insulators: 4273000000 | 9817931 | SUSPENSION INSULATORS | 2004-10-01 | 2004-01-01 | 7105820131
0 | 0 | 0 | 0 | 2024-12-01 | BH Colorado Electric Oper Co | Regulated Electric (122) | X DNU # 820 (D) Rocky Ford Sub | WPC Transmission Line # 820 (D) Rocky Ford Sub #1 | 135600 | Suspension Insulators: 4273000000 | 11028393 | Suspension Insulators | 2011-09-01 | 2011-01-01 | 7105820131
0 | 0 | 0 | 0 | 2024-12-01 | BH Colorado Electric Oper Co | Regulated Electric (122) | X DNU # 820 (D) Rocky Ford Sub | WPC Transmission Line # 820 (D) Rocky Ford Sub #1 | 135600 | Suspension Insulators: 4273000000 | 9819080 | SUSPENSION INSULATORS | 2005-04-01 | 2005-01-01 | 7105820131
0 | 0 | 0 | 0 | 2024-12-01 | BH Colorado Electric Oper Co | Regulated Electric (122) | X DNU # 826 (D) Phillips Tap | WPC Transmission Line # 826 (D) Phillips Tap #71 | 135002 | Land Rights - Non-Depreciable: 4552XXXXXX | 9699860 | T-LIN S05 T24 R54 | 1985-07-01 | 1985-07-01 | CPR Conversion
0 | 0 | 0 | 0 | 2024-12-01 | BH Colorado Electric Oper Co | Regulated Electric (122) | X DNU # 826 (D) Phillips Tap | WPC Transmission Line # 826 (D) Phillips Tap #71 | 135500 | Anchors: 0140000000 | 9718354 | ANCHORS | 1996-07-01 | 1996-07-01 | CPR Conversion
0 | 0 | 0 | 0 | 2024-12-01 | BH Colorado Electric Oper Co | Regulated Electric (122) | X DNU # 826 (D) Phillips Tap | WPC Transmission Line # 826 (D) Phillips Tap #71 | 135500 | Crossarm Assemblies, Wood: 7914000000 | 9802585 | CROSSARM ASSEMBLIES, WOOD | 1985-07-01 | 1985-07-01 | WCDXFER
0 | 0 | 0 | 0 | 2024-12-01 | BH Colorado Electric Oper Co | Regulated Electric (122) | X DNU # 826 (D) Phillips Tap | WPC Transmission Line # 826 (D) Phillips Tap #71 | 135500 | Crossarm Assemblies, Wood: 7914000000 | 9802465 | CROSSARM ASSEMBLIES, WOOD | 1996-07-01 | 1996-07-01 | WCDXFER
0 | 0 | 0 | 0 | 2024-12-01 | BH Colorado Electric Oper Co | Regulated Electric (122) | X DNU # 826 (D) Phillips Tap | WPC Transmission Line # 826 (D) Phillips Tap #71 | 135500 | Crossarm Assemblies, Wood: 7914000000 | 9802410 | CROSSARM ASSEMBLIES, WOOD | 1985-07-01 | 1985-07-01 | WCDXFER
0 | 0 | 0 | 0 | 2024-12-01 | BH Colorado Electric Oper Co | Regulated Electric (122) | X DNU # 826 (D) Phillips Tap | WPC Transmission Line # 826 (D) Phillips Tap #71 | 135500 | Guys: 4060000000 | 9861229 | GUYS | 1996-07-01 | 1996-07-01 | CPR Conversion
0 | 0 | 0 | 0 | 2024-12-01 | BH Colorado Electric Oper Co | Regulated Electric (122) | X DNU # 826 (D) Phillips Tap | WPC Transmission Line # 826 (D) Phillips Tap #71 | 135500 | Pole, Wood: 7911000000 | 9803004 | POLE, WOOD | 1996-07-01 | 1996-07-01 | WCDXFER
0 | 0 | 0 | 0 | 2024-12-01 | BH Colorado Electric Oper Co | Regulated Electric (122) | X DNU # 826 (D) Phillips Tap | WPC Transmission Line # 826 (D) Phillips Tap #71 | 135500 | Pole, Wood: 7911000000 | 9803123 | POLE, WOOD | 1985-07-01 | 1985-07-01 | WCDXFER
0 | 0 | 0 | 0 | 2024-12-01 | BH Colorado Electric Oper Co | Regulated Electric (122) | X DNU # 826 (D) Phillips Tap | WPC Transmission Line # 826 (D) Phillips Tap #71 | 135500 | Pole, Wood: 7911000000 | 9802949 | POLE, WOOD | 1985-07-01 | 1985-07-01 | WCDXFER
0 | 0 | 0 | 0 | 2024-12-01 | BH Colorado Electric Oper Co | Regulated Electric (122) | X DNU # 826 (D) Phillips Tap | WPC Transmission Line # 826 (D) Phillips Tap #71 | 135500 | Wood 1 Pole 55': 7911015500 | 9724216 | WOOD 1 POLE 55' | 1985-07-01 | 1985-07-01 | CPR Conversion
0 | 0 | 0 | 0 | 2024-12-01 | BH Colorado Electric Oper Co | Regulated Electric (122) | X DNU # 826 (D) Phillips Tap | WPC Transmission Line # 826 (D) Phillips Tap #71 | 135500 | Wood 1 Pole 60': 7911016000 | 9695995 | WOOD 1 POLE 60' | 1996-07-01 | 1996-07-01 | CPR Conversion
0 | 0 | 0 | 0 | 2024-12-01 | BH Colorado Electric Oper Co | Regulated Electric (122) | X DNU # 826 (D) Phillips Tap | WPC Transmission Line # 826 (D) Phillips Tap #71 | 135500 | Wood 1 Pole 65': 7911016500 | 9975213 | WOOD 1 POLE 65' | 1985-07-01 | 1985-07-01 | CPR Conversion
0 | 0 | 0 | 0 | 2024-12-01 | BH Colorado Electric Oper Co | Regulated Electric (122) | X DNU # 826 (D) Phillips Tap | WPC Transmission Line # 826 (D) Phillips Tap #71 | 135600 | Conductor, Oh: 1681000000 | 9708796 | CONDUCTOR, OVERHEAD | 1996-07-01 | 1996-07-01 | CPR Conversion
0 | 0 | 0 | 0 | 2024-12-01 | BH Colorado Electric Oper Co | Regulated Electric (122) | X DNU # 826 (D) Phillips Tap | WPC Transmission Line # 826 (D) Phillips Tap #71 | 135600 | Conductor, Oh: 1681000000 | 9975212 | CONDUCTOR, OVERHEAD | 1985-07-01 | 1985-07-01 | CPR Conversion
0 | 0 | 0 | 0 | 2024-12-01 | BH Colorado Electric Oper Co | Regulated Electric (122) | X DNU # 826 (D) Phillips Tap | WPC Transmission Line # 826 (D) Phillips Tap #71 | 135600 | Post Insulators: 4272000000 | 9861228 | POST INSULATORS | 1996-07-01 | 1996-07-01 | CPR Conversion
0 | 0 | 0 | 0 | 2024-12-01 | BH Colorado Electric Oper Co | Regulated Electric (122) | X DNU # 826 (D) Phillips Tap | WPC Transmission Line # 826 (D) Phillips Tap #71 | 135600 | Static Wire (Transmission Lines): 1682000000 | 9975211 | STATIC WIRE (TRANSMISSION LINES) | 1985-07-01 | 1985-07-01 | CPR Conversion
0 | 0 | 0 | 0 | 2024-12-01 | BH Colorado Electric Oper Co | Regulated Electric (122) | X DNU # 826 (D) Phillips Tap | WPC Transmission Line # 826 (D) Phillips Tap #71 | 135600 | Suspension Insulators: 4273000000 | 9861227 | SUSPENSION INSULATORS | 1996-07-01 | 1996-07-01 | CPR Conversion
0 | 0 | 0 | 0 | 2024-12-01 | BH Colorado Electric Oper Co | Regulated Electric (122) | X DNU # 832 (D) Manzanola Sub | WPC Transmission Line # 832 (D) Manzanola Sub #1- Ordway | 135500 | Crossarm Assemblies, Wood: 7914000000 | 9802875 | CROSSARM ASSEMBLIES, WOOD | 1984-07-01 | 1984-07-01 | WCDXFER
0 | 0 | 0 | 0 | 2024-12-01 | BH Colorado Electric Oper Co | Regulated Electric (122) | X DNU # 832 (D) Manzanola Sub | WPC Transmission Line # 832 (D) Manzanola Sub #1- Ordway | 135500 | Crossarm Assemblies, Wood: 7914000000 | 9802684 | CROSSARM ASSEMBLIES, WOOD | 1984-07-01 | 1984-07-01 | WCDXFER
0 | 0 | 0 | 0 | 2024-12-01 | BH Colorado Electric Oper Co | Regulated Electric (122) | X DNU # 832 (D) Manzanola Sub | WPC Transmission Line # 832 (D) Manzanola Sub #1- Ordway | 135500 | Crossarm Assemblies, Wood: 7914000000 | 10379934 | Crossarm Assemblies, Wood | 2010-06-01 | 2010-01-01 | 7105832131
0 | 0 | 0 | 0 | 2024-12-01 | BH Colorado Electric Oper Co | Regulated Electric (122) | X DNU # 832 (D) Manzanola Sub | WPC Transmission Line # 832 (D) Manzanola Sub #1- Ordway | 135500 | Crossarm Assemblies, Wood: 7914000000 | 9802685 | CROSSARM ASSEMBLIES, WOOD | 1992-07-01 | 1992-07-01 | WCDXFER
0 | 0 | 0 | 0 | 2024-12-01 | BH Colorado Electric Oper Co | Regulated Electric (122) | X DNU # 832 (D) Manzanola Sub | WPC Transmission Line # 832 (D) Manzanola Sub #1- Ordway | 135500 | Guys: 4060000000 | 10379925 | Guys | 2010-06-01 | 2010-01-01 | 7105832131
0 | 0 | 0 | 0 | 2024-12-01 | BH Colorado Electric Oper Co | Regulated Electric (122) | X DNU # 832 (D) Manzanola Sub | WPC Transmission Line # 832 (D) Manzanola Sub #1- Ordway | 135500 | Pole, Wood: 7911000000 | 10379931 | Pole, Wood | 2010-06-01 | 2010-01-01 | 7105832131
0 | 0 | 0 | 0 | 2024-12-01 | BH Colorado Electric Oper Co | Regulated Electric (122) | X DNU # 832 (D) Manzanola Sub | WPC Transmission Line # 832 (D) Manzanola Sub #1- Ordway | 135500 | Pole, Wood: 7911000000 | 9803222 | POLE, WOOD | 1984-07-01 | 1984-07-01 | WCDXFER
0 | 0 | 0 | 0 | 2024-12-01 | BH Colorado Electric Oper Co | Regulated Electric (122) | X DNU # 832 (D) Manzanola Sub | WPC Transmission Line # 832 (D) Manzanola Sub #1- Ordway | 135500 | Pole, Wood: 7911000000 | 9803223 | POLE, WOOD | 1992-07-01 | 1992-07-01 | WCDXFER
0 | 0 | 0 | 0 | 2024-12-01 | BH Colorado Electric Oper Co | Regulated Electric (122) | X DNU # 832 (D) Manzanola Sub | WPC Transmission Line # 832 (D) Manzanola Sub #1- Ordway | 135500 | Pole, Wood: 7911000000 | 9804928 | POLE, WOOD | 1984-07-01 | 1984-07-01 | WCDXFER
0 | 0 | 0 | 0 | 2024-12-01 | BH Colorado Electric Oper Co | Regulated Electric (122) | X DNU # 832 (D) Manzanola Sub | WPC Transmission Line # 832 (D) Manzanola Sub #1- Ordway | 135500 | Wood 1 Pole 65': 7911016500 | 9975209 | WOOD 1 POLE 65' | 1984-07-01 | 1984-07-01 | CPR Conversion
0 | 0 | 0 | 0 | 2024-12-01 | BH Colorado Electric Oper Co | Regulated Electric (122) | X DNU # 832 (D) Manzanola Sub | WPC Transmission Line # 832 (D) Manzanola Sub #1- Ordway | 135500 | Wood 1 Pole 65': 7911016500 | 9975210 | WOOD 1 POLE 65' | 1992-07-01 | 1992-07-01 | CPR Conversion
0 | 0 | 0 | 0 | 2024-12-01 | BH Colorado Electric Oper Co | Regulated Electric (122) | X DNU # 832 (D) Manzanola Sub | WPC Transmission Line # 832 (D) Manzanola Sub #1- Ordway | 135500 | Wood 2 Poles 70': 7911027000 | 9975208 | WOOD 2 POLES 70' | 1984-07-01 | 1984-07-01 | CPR Conversion
0 | 0 | 0 | 0 | 2024-12-01 | BH Colorado Electric Oper Co | Regulated Electric (122) | X DNU # 832 (D) Manzanola Sub | WPC Transmission Line # 832 (D) Manzanola Sub #1- Ordway | 135600 | Conductor, Oh: 1681000000 | 9975207 | CONDUCTOR, OVERHEAD | 1984-07-01 | 1984-07-01 | CPR Conversion
0 | 0 | 0 | 0 | 2024-12-01 | BH Colorado Electric Oper Co | Regulated Electric (122) | X DNU # 832 (D) Manzanola Sub | WPC Transmission Line # 832 (D) Manzanola Sub #1- Ordway | 135600 | Post Insulators: 4272000000 | 9814716 | POST INSULATORS | 2003-05-01 | 2003-01-01 | 7105832131
0 | 0 | 0 | 0 | 2024-12-01 | BH Colorado Electric Oper Co | Regulated Electric (122) | X DNU # 832 (D) Manzanola Sub | WPC Transmission Line # 832 (D) Manzanola Sub #1- Ordway | 135600 | Static Wire (Transmission Lines): 1682000000 | 9975206 | STATIC WIRE (TRANSMISSION LINES) | 1984-07-01 | 1984-07-01 | CPR Conversion
0 | 0 | 0 | 0 | 2024-12-01 | BH Colorado Electric Oper Co | Regulated Electric (122) | X DNU # 832 (D) Manzanola Sub | WPC Transmission Line # 832 (D) Manzanola Sub #1- Ordway | 135600 | Suspension Insulators: 4273000000 | 9818275 | SUSPENSION INSULATORS | 2004-12-01 | 2004-01-01 | 7105832131
0 | 0 | 0 | 0 | 2024-12-01 | BH Colorado Electric Oper Co | Regulated Electric (122) | X DNU # 832 (D) Manzanola Sub | WPC Transmission Line # 832 (D) Manzanola Sub #1- Ordway | 135600 | Suspension Insulators: 4273000000 | 10379928 | Suspension Insulators | 2010-06-01 | 2010-01-01 | 7105832131
0 | 0 | 0 | 0 | 2024-12-01 | BH Colorado Electric Oper Co | Regulated Electric (122) | X DNU # 836 (D) Penrose Tap | WPC Transmission Line # 836 (D) Penrose Tap # 289-Portland | 135300 | Estimated Additions: 0010000000 | 11659091 | Electric Transmission OH Replace 69kv : ETOR69 BLACK HILLS ENERGY 3/4 MILES EAST OF HOLCIM FLORENCE | 2012-02-09 | 2012-10-01 | 60018026
0 | 0 | 0 | 0 | 2024-12-01 | BH Colorado Electric Oper Co | Regulated Electric (122) | X DNU # 836 (D) Penrose Tap | WPC Transmission Line # 836 (D) Penrose Tap # 289-Portland | 135300 | Pole, Other: 6169000000 | 11630313 | Pole, Other | 2012-06-07 | 2012-01-01 | 60018653
0 | 0 | 0 | 0 | 2024-12-01 | BH Colorado Electric Oper Co | Regulated Electric (122) | X DNU # 836 (D) Penrose Tap | WPC Transmission Line # 836 (D) Penrose Tap # 289-Portland | 135500 | Crossarm Assemblies, Wood: 7914000000 | 9802584 | CROSSARM ASSEMBLIES, WOOD | 1983-07-01 | 1983-07-01 | WCDXFER
0 | 0 | 0 | 0 | 2024-12-01 | BH Colorado Electric Oper Co | Regulated Electric (122) | X DNU # 836 (D) Penrose Tap | WPC Transmission Line # 836 (D) Penrose Tap # 289-Portland | 135500 | Crossarm Assemblies, Wood: 7914000000 | 9802409 | CROSSARM ASSEMBLIES, WOOD | 1995-07-01 | 1995-07-01 | WCDXFER
0 | 0 | 0 | 0 | 2024-12-01 | BH Colorado Electric Oper Co | Regulated Electric (122) | X DNU # 836 (D) Penrose Tap | WPC Transmission Line # 836 (D) Penrose Tap # 289-Portland | 135500 | Crossarm Assemblies, Wood: 7914000000 | 9802887 | CROSSARM ASSEMBLIES, WOOD | 1983-07-01 | 1983-07-01 | WCDXFER
0 | 0 | 0 | 0 | 2024-12-01 | BH Colorado Electric Oper Co | Regulated Electric (122) | X DNU # 836 (D) Penrose Tap | WPC Transmission Line # 836 (D) Penrose Tap # 289-Portland | 135500 | Crossarm Assemblies, Wood: 7914000000 | 10500637 | Crossarm Assemblies, Wood | 2010-10-01 | 2010-10-01 | 7105836131
0 | 0 | 0 | 0 | 2024-12-01 | BH Colorado Electric Oper Co | Regulated Electric (122) | X DNU # 836 (D) Penrose Tap | WPC Transmission Line # 836 (D) Penrose Tap # 289-Portland | 135500 | Crossarm Assemblies, Wood: 7914000000 | 11028403 | Crossarm Assemblies, Wood | 2011-09-01 | 2011-01-01 | 7105836131
0 | 0 | 0 | 0 | 2024-12-01 | BH Colorado Electric Oper Co | Regulated Electric (122) | X DNU # 836 (D) Penrose Tap | WPC Transmission Line # 836 (D) Penrose Tap # 289-Portland | 135500 | Estimated Additions: 0010000000 | 11532412 | Electric Transmission OH Replace 69kv : ETOR69 BLACK HILLS ENERGY PORTLAND SUB TO SOUTH CANON 69KV CANON CITY | 2012-07-16 | 2012-07-01 | 60018650
0 | 0 | 0 | 0 | 2024-12-01 | BH Colorado Electric Oper Co | Regulated Electric (122) | X DNU # 836 (D) Penrose Tap | WPC Transmission Line # 836 (D) Penrose Tap # 289-Portland | 135500 | Estimated Additions: 0010000000 | 10638062 | Portland Sub - West Staton Sub | 2011-01-01 | 2011-01-01 | 7105836131
0 | 0 | 0 | 0 | 2024-12-01 | BH Colorado Electric Oper Co | Regulated Electric (122) | X DNU # 836 (D) Penrose Tap | WPC Transmission Line # 836 (D) Penrose Tap # 289-Portland | 135500 | Pole, Wood, 30' - 40': 6161400000 | 11220138 | Pole, Wood, 30' - 40' | 2011-12-01 | 2011-01-01 | 7105836131
0 | 0 | 0 | 0 | 2024-12-01 | BH Colorado Electric Oper Co | Regulated Electric (122) | X DNU # 836 (D) Penrose Tap | WPC Transmission Line # 836 (D) Penrose Tap # 289-Portland | 135500 | Pole, Wood: 6161000000 | 11548958 | Pole, Wood | 2012-07-16 | 2012-01-01 | 60018650
0 | 0 | 0 | 0 | 2024-12-01 | BH Colorado Electric Oper Co | Regulated Electric (122) | X DNU # 836 (D) Penrose Tap | WPC Transmission Line # 836 (D) Penrose Tap # 289-Portland | 135500 | Pole, Wood: 7911000000 | 10500634 | Structure, Pole Wood | 2010-10-01 | 2010-10-01 | 7105836131
0 | 0 | 0 | 0 | 2024-12-01 | BH Colorado Electric Oper Co | Regulated Electric (122) | X DNU # 836 (D) Penrose Tap | WPC Transmission Line # 836 (D) Penrose Tap # 289-Portland | 135500 | Pole, Wood: 7911000000 | 9802948 | POLE, WOOD | 1995-07-01 | 1995-07-01 | WCDXFER
0 | 0 | 0 | 0 | 2024-12-01 | BH Colorado Electric Oper Co | Regulated Electric (122) | X DNU # 836 (D) Penrose Tap | WPC Transmission Line # 836 (D) Penrose Tap # 289-Portland | 135500 | Pole, Wood: 7911000000 | 9803158 | POLE, WOOD | 1983-07-01 | 1983-07-01 | WCDXFER
0 | 0 | 0 | 0 | 2024-12-01 | BH Colorado Electric Oper Co | Regulated Electric (122) | X DNU # 836 (D) Penrose Tap | WPC Transmission Line # 836 (D) Penrose Tap # 289-Portland | 135500 | Pole, Wood: 7911000000 | 9803504 | POLE, WOOD | 1983-07-01 | 1983-07-01 | WCDXFER
0 | 0 | 0 | 0 | 2024-12-01 | BH Colorado Electric Oper Co | Regulated Electric (122) | X DNU # 836 (D) Penrose Tap | WPC Transmission Line # 836 (D) Penrose Tap # 289-Portland | 135500 | Wood 1 Pole 55': 7911015500 | 9772989 | WOOD 1 POLE 55' | 1995-07-01 | 1995-07-01 | CPR Conversion
0 | 0 | 0 | 0 | 2024-12-01 | BH Colorado Electric Oper Co | Regulated Electric (122) | X DNU # 836 (D) Penrose Tap | WPC Transmission Line # 836 (D) Penrose Tap # 289-Portland | 135500 | Wood 1 Pole 65': 7911016500 | 9975179 | WOOD 1 POLE 65' | 1983-07-01 | 1983-07-01 | CPR Conversion
0 | 0 | 0 | 0 | 2024-12-01 | BH Colorado Electric Oper Co | Regulated Electric (122) | X DNU # 836 (D) Penrose Tap | WPC Transmission Line # 836 (D) Penrose Tap # 289-Portland | 135500 | Wood 2 Poles 65': 7911026500 | 9975180 | WOOD 2 POLES 65' | 1983-07-01 | 1983-07-01 | CPR Conversion
0 | 0 | 0 | 0 | 2024-12-01 | BH Colorado Electric Oper Co | Regulated Electric (122) | X DNU # 836 (D) Penrose Tap | WPC Transmission Line # 836 (D) Penrose Tap # 289-Portland | 135600 | Estimated Additions: 0010000000 | 10638059 | Portland Sub - West Staton Sub | 2011-01-01 | 2011-01-01 | 7105836131
0 | 0 | 0 | 0 | 2024-12-01 | BH Colorado Electric Oper Co | Regulated Electric (122) | X DNU # 836 (D) Penrose Tap | WPC Transmission Line # 836 (D) Penrose Tap # 289-Portland | 135600 | Suspension Insulators: 4273000000 | 9772988 | SUSPENSION INSULATORS | 1995-07-01 | 1995-07-01 | CPR Conversion
0 | 0 | 0 | 0 | 2024-12-01 | BH Colorado Electric Oper Co | Regulated Electric (122) | X DNU # 836 (D) Penrose Tap | WPC Transmission Line # 836 (D) Penrose Tap # 289-Portland | 135600 | Suspension Insulators: 4273000000 | 10500631 | Suspension Insulators | 2010-10-01 | 2010-01-01 | 7105836131
0 | 0 | 0 | 0 | 2024-12-01 | BH Colorado Electric Oper Co | Regulated Electric (122) | X DNU # 836 (D) Penrose Tap | WPC Transmission Line # 836 (D) Penrose Tap # 289-Portland | 135600 | Suspension Insulators: 4273000000 | 11028396 | Suspension Insulators | 2011-09-01 | 2011-01-01 | 7105836131
0 | 0 | 0 | 0 | 2024-12-01 | BH Colorado Electric Oper Co | Regulated Electric (122) | X DNU # 836 (D) Penrose Tap | WPC Transmission Line # 836 (D) Penrose Tap # 289-Portland | 135600 | Switches - Over 34500v: 7986900000 | 9975178 | SWITCHES - OVER 34.5KV | 1983-07-01 | 1983-07-01 | CPR Conversion
0 | 0 | 0 | 0 | 2024-12-01 | BH Colorado Electric Oper Co | Regulated Electric (122) | X DNU # 840 (D) Holcim Switch | WPC Transmission Line # 840 (D) Holnam Switch #11 | 135500 | Anchors: 0140000000 | 9801436 | ANCHORS | 2001-02-01 | 2001-01-01 | 7105840131
0 | 0 | 0 | 0 | 2024-12-01 | BH Colorado Electric Oper Co | Regulated Electric (122) | X DNU # 840 (D) Holcim Switch | WPC Transmission Line # 840 (D) Holnam Switch #11 | 135500 | Crossarm Assemblies, Wood: 7914000000 | 9802683 | CROSSARM ASSEMBLIES, WOOD | 1987-07-01 | 1987-07-01 | WCDXFER
0 | 0 | 0 | 0 | 2024-12-01 | BH Colorado Electric Oper Co | Regulated Electric (122) | X DNU # 840 (D) Holcim Switch | WPC Transmission Line # 840 (D) Holnam Switch #11 | 135500 | Crossarm Assemblies, Wood: 7914000000 | 9802897 | CROSSARM ASSEMBLIES, WOOD | 2001-02-01 | 2001-01-01 | WCDXFER
0 | 0 | 0 | 0 | 2024-12-01 | BH Colorado Electric Oper Co | Regulated Electric (122) | X DNU # 840 (D) Holcim Switch | WPC Transmission Line # 840 (D) Holnam Switch #11 | 135500 | Estimated Additions: 0010000000 | 9969059 | Portland Sub - Holnam Subs 1&2 | 2000-05-01 | 2000-05-01 | 7105840131
0 | 0 | 0 | 0 | 2024-12-01 | BH Colorado Electric Oper Co | Regulated Electric (122) | X DNU # 840 (D) Holcim Switch | WPC Transmission Line # 840 (D) Holnam Switch #11 | 135500 | Pole, Wood: 7911000000 | 9803221 | POLE, WOOD | 1987-07-01 | 1987-07-01 | WCDXFER
0 | 0 | 0 | 0 | 2024-12-01 | BH Colorado Electric Oper Co | Regulated Electric (122) | X DNU # 840 (D) Holcim Switch | WPC Transmission Line # 840 (D) Holnam Switch #11 | 135500 | Pole, Wood: 7911000000 | 9801433 | POLE, WOOD | 2001-02-01 | 2001-01-01 | 7105840131
0 | 0 | 0 | 0 | 2024-12-01 | BH Colorado Electric Oper Co | Regulated Electric (122) | X DNU # 840 (D) Holcim Switch | WPC Transmission Line # 840 (D) Holnam Switch #11 | 135500 | Wood 1 Pole 65': 7911016500 | 9974554 | WOOD 1 POLE 65' | 1987-07-01 | 1987-07-01 | CPR Conversion
0 | 0 | 0 | 0 | 2024-12-01 | BH Colorado Electric Oper Co | Regulated Electric (122) | X DNU # 840 (D) Holcim Switch | WPC Transmission Line # 840 (D) Holnam Switch #11 | 135600 | Conductor, Oh: 1681000000 | 9974553 | CONDUCTOR, OVERHEAD | 1987-07-01 | 1987-07-01 | CPR Conversion
0 | 0 | 0 | 0 | 2024-12-01 | BH Colorado Electric Oper Co | Regulated Electric (122) | X DNU # 840 (D) Holcim Switch | WPC Transmission Line # 840 (D) Holnam Switch #11 | 135600 | Estimated Additions: 0010000000 | 9969058 | Portland Sub - Holnam Subs 1&2 | 2000-05-01 | 2000-05-01 | 7105840131
0 | 0 | 0 | 0 | 2024-12-01 | BH Colorado Electric Oper Co | Regulated Electric (122) | X DNU # 840 (D) Holcim Switch | WPC Transmission Line # 840 (D) Holnam Switch #11 | 135600 | Post Insulators: 4272000000 | 9801435 | POST INSULATORS | 2001-02-01 | 2001-01-01 | 7105840131
0 | 0 | 0 | 0 | 2024-12-01 | BH Colorado Electric Oper Co | Regulated Electric (122) | X DNU # 840 (D) Holcim Switch | WPC Transmission Line # 840 (D) Holnam Switch #11 | 135600 | Static Wire (Transmission Lines): 1682000000 | 9974552 | STATIC WIRE (TRANSMISSION LINES) | 1987-07-01 | 1987-07-01 | CPR Conversion
0 | 0 | 0 | 0 | 2024-12-01 | BH Colorado Electric Oper Co | Regulated Electric (122) | X DNU # 840 (D) Holcim Switch | WPC Transmission Line # 840 (D) Holnam Switch #11 | 135600 | Suspension Insulators: 4273000000 | 9801434 | SUSPENSION INSULATORS | 2001-02-01 | 2001-01-01 | 7105840131
0 | 0 | 0 | 0 | 2024-12-01 | BH Colorado Electric Oper Co | Regulated Electric (122) | X DNU # 848 (D) Domtar Tap | WPC Transmission Line # 848 (D) Domtar Tap #326 | 135500 | Crossarm Assemblies, Wood: 7914000000 | 9818279 | CROSSARM ASSEMBLIES, WOOD | 1997-07-31 | 2000-01-01 | WCDXFER
0 | 0 | 0 | 0 | 2024-12-01 | BH Colorado Electric Oper Co | Regulated Electric (122) | X DNU # 848 (D) Domtar Tap | WPC Transmission Line # 848 (D) Domtar Tap #326 | 135500 | Guys: 4060000000 | 9818253 | GUYS | 1997-07-31 | 2000-01-01 | 23550041
0 | 0 | 0 | 0 | 2024-12-01 | BH Colorado Electric Oper Co | Regulated Electric (122) | X DNU # 848 (D) Domtar Tap | WPC Transmission Line # 848 (D) Domtar Tap #326 | 135500 | Pole, Wood: 7911000000 | 9818280 | POLE, WOOD | 1992-07-01 | 1992-07-01 | WCDXFER
0 | 0 | 0 | 0 | 2024-12-01 | BH Colorado Electric Oper Co | Regulated Electric (122) | X DNU # 848 (D) Domtar Tap | WPC Transmission Line # 848 (D) Domtar Tap #326 | 135500 | Pole, Wood: 7911000000 | 9818246 | POLE, WOOD | 1996-07-01 | 1996-07-01 | WCDXFER
0 | 0 | 0 | 0 | 2024-12-01 | BH Colorado Electric Oper Co | Regulated Electric (122) | X DNU # 848 (D) Domtar Tap | WPC Transmission Line # 848 (D) Domtar Tap #326 | 135500 | Pole, Wood: 7911000000 | 9818245 | POLE, WOOD | 1994-07-01 | 1994-07-01 | WCDXFER
0 | 0 | 0 | 0 | 2024-12-01 | BH Colorado Electric Oper Co | Regulated Electric (122) | X DNU # 848 (D) Domtar Tap | WPC Transmission Line # 848 (D) Domtar Tap #326 | 135500 | Pole, Wood: 7911000000 | 9818247 | POLE, WOOD | 1997-07-31 | 2000-01-01 | WCDXFER
0 | 0 | 0 | 0 | 2024-12-01 | BH Colorado Electric Oper Co | Regulated Electric (122) | X DNU # 848 (D) Domtar Tap | WPC Transmission Line # 848 (D) Domtar Tap #326 | 135600 | Conductor, Oh: 1681000000 | 9818257 | CONDUCTOR, OVERHEAD | 1982-07-01 | 1982-07-01 | CPR Conversion
0 | 0 | 0 | 0 | 2024-12-01 | BH Colorado Electric Oper Co | Regulated Electric (122) | X DNU # 848 (D) Domtar Tap | WPC Transmission Line # 848 (D) Domtar Tap #326 | 135600 | Conductor, Oh: 1681000000 | 9818254 | CONDUCTOR, UNDERGROUND | 1997-07-31 | 2000-01-01 | 23550041
0 | 0 | 0 | 0 | 2024-12-01 | BH Colorado Electric Oper Co | Regulated Electric (122) | X DNU # 848 (D) Domtar Tap | WPC Transmission Line # 848 (D) Domtar Tap #326 | 135600 | Conductor, Oh: 1681000000 | 9818256 | CONDUCTOR, OVERHEAD | 1997-07-01 | 1997-07-01 | CPR Conversion
0 | 0 | 0 | 0 | 2024-12-01 | BH Colorado Electric Oper Co | Regulated Electric (122) | X DNU # 848 (D) Domtar Tap | WPC Transmission Line # 848 (D) Domtar Tap #326 | 135600 | Pin Insulators: 4271000000 | 9818252 | PIN INSULATORS | 1996-07-01 | 1996-07-01 | CPR Conversion
0 | 0 | 0 | 0 | 2024-12-01 | BH Colorado Electric Oper Co | Regulated Electric (122) | X DNU # 848 (D) Domtar Tap | WPC Transmission Line # 848 (D) Domtar Tap #326 | 135600 | Post Insulators: 4272000000 | 9818251 | POST INSULATORS | 1997-07-31 | 2000-01-01 | 23550041
0 | 0 | 0 | 0 | 2024-12-01 | BH Colorado Electric Oper Co | Regulated Electric (122) | X DNU # 848 (D) Domtar Tap | WPC Transmission Line # 848 (D) Domtar Tap #326 | 135600 | Scada Equip - Transmitter: 8191010000 | 9818274 | SCADA EQUIPMENT- TRANSMITTER | 1988-07-01 | 1988-07-01 | CPR Conversion
0 | 0 | 0 | 0 | 2024-12-01 | BH Colorado Electric Oper Co | Regulated Electric (122) | X DNU # 848 (D) Domtar Tap | WPC Transmission Line # 848 (D) Domtar Tap #326 | 135600 | Static Wire (Transmission Lines): 1682000000 | 9818255 | STATIC WIRE (TRANSMISSION LINES) | 1982-07-01 | 1982-07-01 | CPR Conversion
0 | 0 | 0 | 0 | 2024-12-01 | BH Colorado Electric Oper Co | Regulated Electric (122) | X DNU # 848 (D) Domtar Tap | WPC Transmission Line # 848 (D) Domtar Tap #326 | 135600 | Suspension Insulators: 4273000000 | 9818249 | SUSPENSION INSULATORS | 1997-07-31 | 2000-01-01 | 23550041
0 | 0 | 0 | 0 | 2024-12-01 | BH Colorado Electric Oper Co | Regulated Electric (122) | X DNU # 848 (D) Domtar Tap | WPC Transmission Line # 848 (D) Domtar Tap #326 | 135600 | Suspension Insulators: 4273000000 | 9818250 | SUSPENSION INSULATORS | 1996-07-01 | 1996-07-01 | CPR Conversion
0 | 0 | 0 | 0 | 2024-12-01 | BH Colorado Electric Oper Co | Regulated Electric (122) | X DNU # 848 (D) Domtar Tap | WPC Transmission Line # 848 (D) Domtar Tap #326 | 135600 | Switches - Over 34500v: 7986900000 | 9818248 | SWITCHES - OVER 34.5KV | 1982-07-01 | 1982-07-01 | CPR Conversion
0 | 0 | 0 | 0 | 2024-12-01 | BH Colorado Electric Oper Co | Regulated Electric (122) | X DNU # 848 (D) Domtar Tap | WPC Transmission Line # 848 (D) Domtar Tap #326 | 135600 | Telemeter Eq - Transmit/Receive: 8192060000 | 9818273 | TELEMETER EQ-TRANSMIT/RECEIVE COMBO | 1982-07-01 | 1982-07-01 | CPR Conversion
0 | 0 | 0 | 0 | 2024-12-01 | BH Colorado Electric Oper Co | Regulated Electric (122) | X DNU # 850 (D) Energy Fuels Tap | WPC Transmission Line # 850 (D) Energy Fuels Tap #356 | 135500 | Crossarm Assemblies, Wood: 7914000000 | 9802838 | CROSSARM ASSEMBLIES, WOOD | 1996-07-01 | 1996-07-01 | WCDXFER
0 | 0 | 0 | 0 | 2024-12-01 | BH Colorado Electric Oper Co | Regulated Electric (122) | X DNU # 850 (D) Energy Fuels Tap | WPC Transmission Line # 850 (D) Energy Fuels Tap #356 | 135500 | Crossarm Assemblies, Wood: 7914000000 | 9802752 | CROSSARM ASSEMBLIES, WOOD | 1992-07-01 | 1992-07-01 | WCDXFER
0 | 0 | 0 | 0 | 2024-12-01 | BH Colorado Electric Oper Co | Regulated Electric (122) | X DNU # 850 (D) Energy Fuels Tap | WPC Transmission Line # 850 (D) Energy Fuels Tap #356 | 135500 | Pole, Wood: 7911000000 | 9803402 | POLE, WOOD | 1996-07-01 | 1996-07-01 | WCDXFER
0 | 0 | 0 | 0 | 2024-12-01 | BH Colorado Electric Oper Co | Regulated Electric (122) | X DNU # 850 (D) Energy Fuels Tap | WPC Transmission Line # 850 (D) Energy Fuels Tap #356 | 135500 | Pole, Wood: 7911000000 | 9803290 | POLE, WOOD | 1992-07-01 | 1992-07-01 | WCDXFER
0 | 0 | 0 | 0 | 2024-12-01 | BH Colorado Electric Oper Co | Regulated Electric (122) | X DNU # 850 (D) Energy Fuels Tap | WPC Transmission Line # 850 (D) Energy Fuels Tap #356 | 135500 | Pole, Wood: 7911000000 | 9804948 | POLE, WOOD | 1992-07-01 | 1992-07-01 | WCDXFER
0 | 0 | 0 | 0 | 2024-12-01 | BH Colorado Electric Oper Co | Regulated Electric (122) | X DNU # 850 (D) Energy Fuels Tap | WPC Transmission Line # 850 (D) Energy Fuels Tap #356 | 135500 | Wood 1 Pole 70': 7911017000 | 9974551 | WOOD 1 POLE 70' | 1992-07-01 | 1992-07-01 | CPR Conversion
0 | 0 | 0 | 0 | 2024-12-01 | BH Colorado Electric Oper Co | Regulated Electric (122) | X DNU # 850 (D) Energy Fuels Tap | WPC Transmission Line # 850 (D) Energy Fuels Tap #356 | 135500 | Wood 2 Poles 60': 7911026000 | 9780256 | WOOD 2 POLES 60' | 1996-07-01 | 1996-07-01 | CPR Conversion
0 | 0 | 0 | 0 | 2024-12-01 | BH Colorado Electric Oper Co | Regulated Electric (122) | X DNU # 850 (D) Energy Fuels Tap | WPC Transmission Line # 850 (D) Energy Fuels Tap #356 | 135500 | Wood 3 Poles 65': 7911046500 | 9693320 | WOOD 3 POLES 65' | 1992-07-01 | 1992-07-01 | CPR Conversion
0 | 0 | 0 | 0 | 2024-12-01 | BH Colorado Electric Oper Co | Regulated Electric (122) | X DNU # 850 (D) Energy Fuels Tap | WPC Transmission Line # 850 (D) Energy Fuels Tap #356 | 135600 | Telemeter Eq - Transmit/Receive: 8192060000 | 9974550 | TELEMETER EQ-TRANSMIT/RECEIVE COMBO | 1988-07-01 | 1988-07-01 | CPR Conversion
0 | 0 | 0 | 0 | 2024-12-01 | BH Colorado Electric Oper Co | Regulated Electric (122) | X DNU # 852 (D) Highland Tap | WPC Transmission Line # 852 (D) Highland Tap-South Canon | 135500 | Crossarm Assemblies, Wood: 7914000000 | 9802550 | CROSSARM ASSEMBLIES, WOOD | 1997-07-01 | 1997-07-01 | WCDXFER
0 | 0 | 0 | 0 | 2024-12-01 | BH Colorado Electric Oper Co | Regulated Electric (122) | X DNU # 852 (D) Highland Tap | WPC Transmission Line # 852 (D) Highland Tap-South Canon | 135500 | Crossarm Assemblies, Wood: 7914000000 | 9818939 | CROSSARM ASSEMBLIES, WOOD | 2005-03-01 | 2005-01-01 | 7105852131
0 | 0 | 0 | 0 | 2024-12-01 | BH Colorado Electric Oper Co | Regulated Electric (122) | X DNU # 852 (D) Highland Tap | WPC Transmission Line # 852 (D) Highland Tap-South Canon | 135500 | Crossarm Assemblies, Wood: 7914000000 | 9996283 | CROSSARM ASSEMBLIES, WOOD | 2004-11-24 | 2005-01-01 | 10020798
0 | 0 | 0 | 0 | 2024-12-01 | BH Colorado Electric Oper Co | Regulated Electric (122) | X DNU # 852 (D) Highland Tap | WPC Transmission Line # 852 (D) Highland Tap-South Canon | 135500 | Crossarm, Wood: 2451000000 | 11106324 | CROSSARM: 21 FOOT WOOD | 2009-12-31 | 2010-01-01 | 10027701
1 | 0 | 0 | 0 | 2024-12-01 | BH Colorado Electric Oper Co | Regulated Electric (122) | X DNU # 852 (D) Highland Tap | WPC Transmission Line # 852 (D) Highland Tap-South Canon | 135500 | Estimated Additions: 0010000000 | 9725733 | Repl struc-Osmose-Ln 852 | 2004-11-24 | 2005-11-01 | 10020798
0 | 0 | 0 | 0 | 2024-12-01 | BH Colorado Electric Oper Co | Regulated Electric (122) | X DNU # 852 (D) Highland Tap | WPC Transmission Line # 852 (D) Highland Tap-South Canon | 135500 | Estimated Additions: 0010000000 | 10850934 | REPLACE STRUCTURE OSMOSE | 2009-12-31 | 2010-12-01 | 10027701
0 | 0 | 0 | 0 | 2024-12-01 | BH Colorado Electric Oper Co | Regulated Electric (122) | X DNU # 852 (D) Highland Tap | WPC Transmission Line # 852 (D) Highland Tap-South Canon | 135500 | Pole, Wood, 55': 6161550000 | 11106331 | POLE: WOOD 55 FOOT CLASS 1 | 2009-12-31 | 2010-01-01 | 10027701
0 | 0 | 0 | 0 | 2024-12-01 | BH Colorado Electric Oper Co | Regulated Electric (122) | X DNU # 852 (D) Highland Tap | WPC Transmission Line # 852 (D) Highland Tap-South Canon | 135500 | Pole, Wood, 65' Or Greater: 6161650000 | 11106334 | POLE: WOOD 65 FOOT CLASS 1 | 2009-12-31 | 2010-01-01 | 10027701
0 | 0 | 0 | 0 | 2024-12-01 | BH Colorado Electric Oper Co | Regulated Electric (122) | X DNU # 852 (D) Highland Tap | WPC Transmission Line # 852 (D) Highland Tap-South Canon | 135500 | Pole, Wood: 7911000000 | 9995825 | POLE, WOOD | 2004-11-24 | 2005-01-01 | 10020798
0 | 0 | 0 | 0 | 2024-12-01 | BH Colorado Electric Oper Co | Regulated Electric (122) | X DNU # 852 (D) Highland Tap | WPC Transmission Line # 852 (D) Highland Tap-South Canon | 135500 | Pole, Wood: 7911000000 | 9803089 | POLE, WOOD | 1997-07-01 | 1997-07-01 | WCDXFER
0 | 0 | 0 | 0 | 2024-12-01 | BH Colorado Electric Oper Co | Regulated Electric (122) | X DNU # 852 (D) Highland Tap | WPC Transmission Line # 852 (D) Highland Tap-South Canon | 135500 | Pole, Wood: 7911000000 | 9818940 | POLE, WOOD | 2005-03-01 | 2005-01-01 | 7105852131
0 | 0 | 0 | 0 | 2024-12-01 | BH Colorado Electric Oper Co | Regulated Electric (122) | X DNU # 852 (D) Highland Tap | WPC Transmission Line # 852 (D) Highland Tap-South Canon | 135500 | Wood 1 Pole 60': 7911016000 | 9862183 | WOOD 1 POLE 60' | 1997-07-01 | 1997-07-01 | CPR Conversion
1 | 0 | 0 | 0 | 2024-12-01 | BH Colorado Electric Oper Co | Regulated Electric (122) | X DNU # 852 (D) Highland Tap | WPC Transmission Line # 852 (D) Highland Tap-South Canon | 135600 | Estimated Additions: 0010000000 | 9995466 | Repl struc-Osmose-Ln 852 | 2004-11-24 | 2005-11-01 | 10020798
0 | 0 | 0 | 0 | 2024-12-01 | BH Colorado Electric Oper Co | Regulated Electric (122) | X DNU # 852 (D) Highland Tap | WPC Transmission Line # 852 (D) Highland Tap-South Canon | 135600 | Estimated Additions: 0010000000 | 10850927 | REPLACE STRUCTURE OSMOSE | 2009-12-31 | 2010-12-01 | 10027701
0 | 0 | 0 | 0 | 2024-12-01 | BH Colorado Electric Oper Co | Regulated Electric (122) | X DNU # 852 (D) Highland Tap | WPC Transmission Line # 852 (D) Highland Tap-South Canon | 135600 | Suspension Insulators: 4273000000 | 9862182 | SUSPENSION INSULATORS | 1997-07-01 | 1997-07-01 | CPR Conversion
0 | 0 | 0 | 0 | 2024-12-01 | BH Colorado Electric Oper Co | Regulated Electric (122) | X DNU # 852 (D) Highland Tap | WPC Transmission Line # 852 (D) Highland Tap-South Canon | 135600 | Suspension Insulators: 4273000000 | 9818941 | SUSPENSION INSULATORS | 2005-03-01 | 2005-01-01 | 7105852131
0 | 0 | 0 | 0 | 2024-12-01 | BH Colorado Electric Oper Co | Regulated Electric (122) | X DNU # 852 (D) Highland Tap | WPC Transmission Line # 852 (D) Highland Tap-South Canon | 135600 | Suspension Insulators: 4273000000 | 9995826 | SUSPENSION INSULATORS | 2004-11-24 | 2005-01-01 | 10020798
0 | 0 | 0 | 0 | 2024-12-01 | BH Colorado Electric Oper Co | Regulated Electric (122) | X DNU # 856 (D) Canon Plant Tap | WPC Transmission Line # 856 (D) Canon Plant Tap - #434 | 135500 | Anchors: 0140000000 | 9729622 | ANCHORS | 2009-03-01 | 2009-01-01 | 7105856131
0 | 0 | 0 | 0 | 2024-12-01 | BH Colorado Electric Oper Co | Regulated Electric (122) | X DNU # 856 (D) Canon Plant Tap | WPC Transmission Line # 856 (D) Canon Plant Tap - #434 | 135500 | Crossarm Assemblies, Wood: 7914000000 | 9802408 | CROSSARM ASSEMBLIES, WOOD | 1989-07-01 | 1989-07-01 | WCDXFER
0 | 0 | 0 | 0 | 2024-12-01 | BH Colorado Electric Oper Co | Regulated Electric (122) | X DNU # 856 (D) Canon Plant Tap | WPC Transmission Line # 856 (D) Canon Plant Tap - #434 | 135500 | Crossarm Assemblies, Wood: 7914000000 | 9802837 | CROSSARM ASSEMBLIES, WOOD | 1989-07-01 | 1989-07-01 | WCDXFER
1 | 0 | 0 | 0 | 2024-12-01 | BH Colorado Electric Oper Co | Regulated Electric (122) | X DNU # 856 (D) Canon Plant Tap | WPC Transmission Line # 856 (D) Canon Plant Tap - #434 | 135500 | Estimated Additions: 0010000000 | 9995468 | Repl structure-Osmose-Ln 856 | 2004-11-24 | 2005-11-01 | 10020796
0 | 0 | 0 | 0 | 2024-12-01 | BH Colorado Electric Oper Co | Regulated Electric (122) | X DNU # 856 (D) Canon Plant Tap | WPC Transmission Line # 856 (D) Canon Plant Tap - #434 | 135500 | Pole, Wood: 7911000000 | 9802947 | POLE, WOOD | 1989-07-01 | 1989-07-01 | WCDXFER
0 | 0 | 0 | 0 | 2024-12-01 | BH Colorado Electric Oper Co | Regulated Electric (122) | X DNU # 856 (D) Canon Plant Tap | WPC Transmission Line # 856 (D) Canon Plant Tap - #434 | 135500 | Pole, Wood: 7911000000 | 9995813 | POLE, WOOD | 2004-11-24 | 2005-01-01 | 10020796
0 | 0 | 0 | 0 | 2024-12-01 | BH Colorado Electric Oper Co | Regulated Electric (122) | X DNU # 856 (D) Canon Plant Tap | WPC Transmission Line # 856 (D) Canon Plant Tap - #434 | 135500 | Pole, Wood: 7911000000 | 9803401 | POLE, WOOD | 1989-07-01 | 1989-07-01 | WCDXFER
0 | 0 | 0 | 0 | 2024-12-01 | BH Colorado Electric Oper Co | Regulated Electric (122) | X DNU # 856 (D) Canon Plant Tap | WPC Transmission Line # 856 (D) Canon Plant Tap - #434 | 135500 | Wood 1 Pole 55': 7911015500 | 9974548 | WOOD 1 POLE 55' | 1989-07-01 | 1989-07-01 | CPR Conversion
0 | 0 | 0 | 0 | 2024-12-01 | BH Colorado Electric Oper Co | Regulated Electric (122) | X DNU # 856 (D) Canon Plant Tap | WPC Transmission Line # 856 (D) Canon Plant Tap - #434 | 135500 | Wood 2 Poles 60': 7911026000 | 9974549 | WOOD 2 POLES 60' | 1989-07-01 | 1989-07-01 | CPR Conversion
0 | 0 | 0 | 0 | 2024-12-01 | BH Colorado Electric Oper Co | Regulated Electric (122) | X DNU # 856 (D) Canon Plant Tap | WPC Transmission Line # 856 (D) Canon Plant Tap - #434 | 135600 | Conductor, Oh: 1681000000 | 9974547 | CONDUCTOR, OVERHEAD | 1989-07-01 | 1989-07-01 | CPR Conversion
1 | 0 | 0 | 0 | 2024-12-01 | BH Colorado Electric Oper Co | Regulated Electric (122) | X DNU # 856 (D) Canon Plant Tap | WPC Transmission Line # 856 (D) Canon Plant Tap - #434 | 135600 | Estimated Additions: 0010000000 | 9995591 | Repl structure-Osmose-Ln 856 | 2004-11-24 | 2005-11-01 | 10020796
0 | 0 | 0 | 0 | 2024-12-01 | BH Colorado Electric Oper Co | Regulated Electric (122) | X DNU # 856 (D) Canon Plant Tap | WPC Transmission Line # 856 (D) Canon Plant Tap - #434 | 135600 | Post Insulators: 4272000000 | 9995814 | POST INSULATORS | 2004-11-24 | 2005-01-01 | 10020796
0 | 0 | 0 | 0 | 2024-12-01 | BH Colorado Electric Oper Co | Regulated Electric (122) | X DNU # 856 (D) Canon Plant Tap | WPC Transmission Line # 856 (D) Canon Plant Tap - #434 | 135600 | Static Wire (Transmission Lines): 1682000000 | 9974546 | STATIC WIRE (TRANSMISSION LINES) | 1989-07-01 | 1989-07-01 | CPR Conversion
0 | 0 | 0 | 0 | 2024-12-01 | BH Colorado Electric Oper Co | Regulated Electric (122) | X DNU # 856 (D) Canon Plant Tap | WPC Transmission Line # 856 (D) Canon Plant Tap - #434 | 135600 | Suspension Insulators: 4273000000 | 9693972 | SUSPENSION INSULATORS | 2004-11-24 | 2005-01-01 | 10020796
0 | 0 | 0 | 0 | 2024-12-01 | BH Colorado Electric Oper Co | Regulated Electric (122) | X DNU # 868 (D) Canon Plant | WPC Transmission Line # 868 (D) Canon Plant #1- North | 135500 | Crossarm Assemblies, Wood: 7914000000 | 9802407 | CROSSARM ASSEMBLIES, WOOD | 1989-07-01 | 1989-07-01 | WCDXFER
0 | 0 | 0 | 0 | 2024-12-01 | BH Colorado Electric Oper Co | Regulated Electric (122) | X DNU # 868 (D) Canon Plant | WPC Transmission Line # 868 (D) Canon Plant #1- North | 135500 | Pole, Wood: 7911000000 | 9802946 | POLE, WOOD | 1989-07-01 | 1989-07-01 | WCDXFER
0 | 0 | 0 | 0 | 2024-12-01 | BH Colorado Electric Oper Co | Regulated Electric (122) | X DNU # 868 (D) Canon Plant | WPC Transmission Line # 868 (D) Canon Plant #1- North | 135500 | Wood 1 Pole 55': 7911015500 | 9974545 | WOOD 1 POLE 55' | 1989-07-01 | 1989-07-01 | CPR Conversion
0 | 0 | 0 | 0 | 2024-12-01 | BH Colorado Electric Oper Co | Regulated Electric (122) | X DNU # 868 (D) Canon Plant | WPC Transmission Line # 868 (D) Canon Plant #1- North | 135600 | Conductor, Oh: 1681000000 | 9974544 | CONDUCTOR, OVERHEAD | 1989-07-01 | 1989-07-01 | CPR Conversion
0 | 0 | 0 | 0 | 2024-12-01 | BH Colorado Electric Oper Co | Regulated Electric (122) | X DNU # 868 (D) Canon Plant | WPC Transmission Line # 868 (D) Canon Plant #1- North | 135600 | Static Wire (Transmission Lines): 1682000000 | 9724159 | STATIC WIRE (TRANSMISSION LINES) | 1989-07-01 | 1989-07-01 | CPR Conversion
0 | 0 | 0 | 0 | 2024-12-01 | BH Colorado Electric Oper Co | Regulated Electric (122) | X DNU # 872 (D) North Canon | WPC Transmission Line # 872 (D) North Canon # 211 -#217 | 135500 | Crossarm Assemblies, Wood: 7914000000 | 9801852 | CROSSARM ASSEMBLIES, WOOD | 1995-07-01 | 1995-07-01 | WCDXFER
0 | 0 | 0 | 0 | 2024-12-01 | BH Colorado Electric Oper Co | Regulated Electric (122) | X DNU # 872 (D) North Canon | WPC Transmission Line # 872 (D) North Canon # 211 -#217 | 135500 | Crossarm Assemblies, Wood: 7914000000 | 9802464 | CROSSARM ASSEMBLIES, WOOD | 2000-06-01 | 2000-01-01 | WCDXFER
0 | 0 | 0 | 0 | 2024-12-01 | BH Colorado Electric Oper Co | Regulated Electric (122) | X DNU # 872 (D) North Canon | WPC Transmission Line # 872 (D) North Canon # 211 -#217 | 135500 | Crossarm Assemblies, Wood: 7914000000 | 9802583 | CROSSARM ASSEMBLIES, WOOD | 1994-07-01 | 1994-07-01 | WCDXFER
0 | 0 | 0 | 0 | 2024-12-01 | BH Colorado Electric Oper Co | Regulated Electric (122) | X DNU # 872 (D) North Canon | WPC Transmission Line # 872 (D) North Canon # 211 -#217 | 135500 | Crossarm Assemblies, Wood: 7914000000 | 9801782 | CROSSARM ASSEMBLIES, WOOD | 2001-02-01 | 2001-01-01 | 7105872131
0 | 0 | 0 | 0 | 2024-12-01 | BH Colorado Electric Oper Co | Regulated Electric (122) | X DNU # 872 (D) North Canon | WPC Transmission Line # 872 (D) North Canon # 211 -#217 | 135500 | Crossarm Assemblies, Wood: 7914000000 | 9802406 | CROSSARM ASSEMBLIES, WOOD | 1994-07-01 | 1994-07-01 | WCDXFER
0 | 0 | 0 | 0 | 2024-12-01 | BH Colorado Electric Oper Co | Regulated Electric (122) | X DNU # 872 (D) North Canon | WPC Transmission Line # 872 (D) North Canon # 211 -#217 | 135500 | Crossarm Assemblies, Wood: 7914000000 | 9802463 | CROSSARM ASSEMBLIES, WOOD | 1994-07-01 | 1994-07-01 | WCDXFER
0 | 0 | 0 | 0 | 2024-12-01 | BH Colorado Electric Oper Co | Regulated Electric (122) | X DNU # 872 (D) North Canon | WPC Transmission Line # 872 (D) North Canon # 211 -#217 | 135500 | Estimated Additions: 0010000000 | 9767812 | Inv-Grdn Pk/Victor Alterations | 1999-12-15 | 2000-01-01 | 10008157
0 | 0 | 0 | 0 | 2024-12-01 | BH Colorado Electric Oper Co | Regulated Electric (122) | X DNU # 872 (D) North Canon | WPC Transmission Line # 872 (D) North Canon # 211 -#217 | 135500 | Estimated Additions: 0010000000 | 9867548 | North Canon Sub - Victor Sub | 2000-04-01 | 2000-04-01 | 7105872131
0 | 0 | 0 | 0 | 2024-12-01 | BH Colorado Electric Oper Co | Regulated Electric (122) | X DNU # 872 (D) North Canon | WPC Transmission Line # 872 (D) North Canon # 211 -#217 | 135500 | Pole, Wood: 7911000000 | 9801783 | POLE, WOOD | 2001-02-01 | 2001-01-01 | 7105872131
0 | 0 | 0 | 0 | 2024-12-01 | BH Colorado Electric Oper Co | Regulated Electric (122) | X DNU # 872 (D) North Canon | WPC Transmission Line # 872 (D) North Canon # 211 -#217 | 135500 | Pole, Wood: 7911000000 | 9802161 | POLE, WOOD | 1995-07-01 | 1995-07-01 | WCDXFER
0 | 0 | 0 | 0 | 2024-12-01 | BH Colorado Electric Oper Co | Regulated Electric (122) | X DNU # 872 (D) North Canon | WPC Transmission Line # 872 (D) North Canon # 211 -#217 | 135500 | Pole, Wood: 7911000000 | 9803003 | POLE, WOOD | 2000-06-01 | 2000-01-01 | WCDXFER
0 | 0 | 0 | 0 | 2024-12-01 | BH Colorado Electric Oper Co | Regulated Electric (122) | X DNU # 872 (D) North Canon | WPC Transmission Line # 872 (D) North Canon # 211 -#217 | 135500 | Pole, Wood: 7911000000 | 9815357 | POLE, WOOD | 2003-08-01 | 2003-01-01 | 7105872131
0 | 0 | 0 | 0 | 2024-12-01 | BH Colorado Electric Oper Co | Regulated Electric (122) | X DNU # 872 (D) North Canon | WPC Transmission Line # 872 (D) North Canon # 211 -#217 | 135500 | Pole, Wood: 7911000000 | 9803157 | POLE, WOOD | 1994-07-01 | 1994-07-01 | WCDXFER
0 | 0 | 0 | 0 | 2024-12-01 | BH Colorado Electric Oper Co | Regulated Electric (122) | X DNU # 872 (D) North Canon | WPC Transmission Line # 872 (D) North Canon # 211 -#217 | 135500 | Pole, Wood: 7911000000 | 9803002 | POLE, WOOD | 1994-07-01 | 1994-07-01 | WCDXFER
0 | 0 | 0 | 0 | 2024-12-01 | BH Colorado Electric Oper Co | Regulated Electric (122) | X DNU # 872 (D) North Canon | WPC Transmission Line # 872 (D) North Canon # 211 -#217 | 135500 | Pole, Wood: 7911000000 | 9802945 | POLE, WOOD | 1994-07-01 | 1994-07-01 | WCDXFER
0 | 0 | 0 | 0 | 2024-12-01 | BH Colorado Electric Oper Co | Regulated Electric (122) | X DNU # 872 (D) North Canon | WPC Transmission Line # 872 (D) North Canon # 211 -#217 | 135500 | Pole, Wood: 7911000000 | 10500628 | POLE, WOOD 70 FOOT CLASS | 2010-10-01 | 2010-10-01 | 7105872131
0 | 0 | 0 | 0 | 2024-12-01 | BH Colorado Electric Oper Co | Regulated Electric (122) | X DNU # 872 (D) North Canon | WPC Transmission Line # 872 (D) North Canon # 211 -#217 | 135500 | Pole, Wood: 7911000000 | 10500622 | POLE, WOOD 85 FOOT CLASS | 2010-10-01 | 2010-10-01 | 7105872131
0 | 0 | 0 | 0 | 2024-12-01 | BH Colorado Electric Oper Co | Regulated Electric (122) | X DNU # 872 (D) North Canon | WPC Transmission Line # 872 (D) North Canon # 211 -#217 | 135500 | Pole, Wood: 7911000000 | 10500625 | POLE, WOOD 75 FOOT CLASS | 2010-10-01 | 2010-10-01 | 7105872131
0 | 0 | 0 | 0 | 2024-12-01 | BH Colorado Electric Oper Co | Regulated Electric (122) | X DNU # 872 (D) North Canon | WPC Transmission Line # 872 (D) North Canon # 211 -#217 | 135500 | Wood 1 Pole 35': 7911013500 | 9977339 | WOOD 1 POLE 35' | 1995-07-01 | 1995-07-01 | CPR Conversion
0 | 0 | 0 | 0 | 2024-12-01 | BH Colorado Electric Oper Co | Regulated Electric (122) | X DNU # 872 (D) North Canon | WPC Transmission Line # 872 (D) North Canon # 211 -#217 | 135500 | Wood 1 Pole 55': 7911015500 | 9974543 | WOOD 1 POLE 55' | 1994-07-01 | 1994-07-01 | CPR Conversion
0 | 0 | 0 | 0 | 2024-12-01 | BH Colorado Electric Oper Co | Regulated Electric (122) | X DNU # 872 (D) North Canon | WPC Transmission Line # 872 (D) North Canon # 211 -#217 | 135500 | Wood 1 Pole 60': 7911016000 | 9974542 | WOOD 1 POLE 60' | 1994-07-01 | 1994-07-01 | CPR Conversion
0 | 0 | 0 | 0 | 2024-12-01 | BH Colorado Electric Oper Co | Regulated Electric (122) | X DNU # 872 (D) North Canon | WPC Transmission Line # 872 (D) North Canon # 211 -#217 | 135500 | Wood 1 Pole 60': 7911016000 | 9971966 | WOOD 1 POLE 60' | 2000-06-01 | 2000-01-01 | 7105872131
0 | 0 | 0 | 0 | 2024-12-01 | BH Colorado Electric Oper Co | Regulated Electric (122) | X DNU # 872 (D) North Canon | WPC Transmission Line # 872 (D) North Canon # 211 -#217 | 135500 | Wood 1 Pole 65': 7911016500 | 9974541 | WOOD 1 POLE 65' | 1994-07-01 | 1994-07-01 | CPR Conversion
0 | 0 | 0 | 0 | 2024-12-01 | BH Colorado Electric Oper Co | Regulated Electric (122) | X DNU # 872 (D) North Canon | WPC Transmission Line # 872 (D) North Canon # 211 -#217 | 135600 | Estimated Additions: 0010000000 | 9867547 | North Canon Sub - Victor Sub | 2000-04-01 | 2000-04-01 | 7105872131
0 | 0 | 0 | 0 | 2024-12-01 | BH Colorado Electric Oper Co | Regulated Electric (122) | X DNU # 872 (D) North Canon | WPC Transmission Line # 872 (D) North Canon # 211 -#217 | 135600 | Estimated Additions: 0010000000 | 9767811 | Inv-Grdn Pk/Victor Alterations | 1999-12-15 | 2000-01-01 | 10008157
0 | 0 | 0 | 0 | 2024-12-01 | BH Colorado Electric Oper Co | Regulated Electric (122) | X DNU # 872 (D) North Canon | WPC Transmission Line # 872 (D) North Canon # 211 -#217 | 135600 | Insulators-Pin & Cap-69kv: 4271069000 | 9874726 | INSULATORS-PIN & CAP-69KV | 1999-12-15 | 2000-01-01 | 10008157
0 | 0 | 0 | 0 | 2024-12-01 | BH Colorado Electric Oper Co | Regulated Electric (122) | X DNU # 872 (D) North Canon | WPC Transmission Line # 872 (D) North Canon # 211 -#217 | 135600 | Post Insulators: 4272000000 | 9977338 | POST INSULATORS | 1995-07-01 | 1995-07-01 | CPR Conversion
0 | 0 | 0 | 0 | 2024-12-01 | BH Colorado Electric Oper Co | Regulated Electric (122) | X DNU # 872 (D) North Canon | WPC Transmission Line # 872 (D) North Canon # 211 -#217 | 135600 | Suspension Insulators: 4273000000 | 9808076 | SUSPENSION INSULATORS | 2001-11-01 | 2001-01-01 | 7105872131
0 | 0 | 0 | 0 | 2024-12-01 | BH Colorado Electric Oper Co | Regulated Electric (122) | X DNU # 872 (D) North Canon | WPC Transmission Line # 872 (D) North Canon # 211 -#217 | 135600 | Suspension Insulators: 4273000000 | 10500619 | Suspension Insulators | 2010-10-01 | 2010-01-01 | 7105872131
0 | 0 | 0 | 0 | 2024-12-01 | BH Colorado Electric Oper Co | Regulated Electric (122) | X DNU # 880 (D) Florence | WPC Transmission Line # 880 (D) Florence # 165- E Canon | 135500 | Anchors: 0140000000 | 9738544 | ANCHORS | 2006-11-01 | 2006-01-01 | 10023944
0 | 0 | 0 | 0 | 2024-12-01 | BH Colorado Electric Oper Co | Regulated Electric (122) | X DNU # 880 (D) Florence | WPC Transmission Line # 880 (D) Florence # 165- E Canon | 135500 | Anchors: 0140000000 | 9742260 | ANCHORS | 2005-07-20 | 2005-01-01 | 10020915
0 | 0 | 0 | 0 | 2024-12-01 | BH Colorado Electric Oper Co | Regulated Electric (122) | X DNU # 880 (D) Florence | WPC Transmission Line # 880 (D) Florence # 165- E Canon | 135500 | Anchors: 0140000000 | 9729623 | ANCHORS | 2009-03-01 | 2009-01-01 | 7105880131
0 | 0 | 0 | 0 | 2024-12-01 | BH Colorado Electric Oper Co | Regulated Electric (122) | X DNU # 880 (D) Florence | WPC Transmission Line # 880 (D) Florence # 165- E Canon | 135500 | Crossarm Assemblies, Wood: 7914000000 | 9738338 | CROSSARM ASSEMBLIES, WOOD | 2006-11-01 | 2006-01-01 | 10023944
0 | 0 | 0 | 0 | 2024-12-01 | BH Colorado Electric Oper Co | Regulated Electric (122) | X DNU # 880 (D) Florence | WPC Transmission Line # 880 (D) Florence # 165- E Canon | 135500 | Crossarm Assemblies, Wood: 7914000000 | 9802756 | CROSSARM ASSEMBLIES, WOOD | 1994-07-01 | 1994-07-01 | WCDXFER
0 | 0 | 0 | 0 | 2024-12-01 | BH Colorado Electric Oper Co | Regulated Electric (122) | X DNU # 880 (D) Florence | WPC Transmission Line # 880 (D) Florence # 165- E Canon | 135500 | Crossarm Assemblies, Wood: 7914000000 | 9802821 | CROSSARM ASSEMBLIES, WOOD | 1994-07-01 | 1994-07-01 | WCDXFER
0 | 0 | 0 | 0 | 2024-12-01 | BH Colorado Electric Oper Co | Regulated Electric (122) | X DNU # 880 (D) Florence | WPC Transmission Line # 880 (D) Florence # 165- E Canon | 135500 | Crossarm Assemblies, Wood: 7914000000 | 9802806 | CROSSARM ASSEMBLIES, WOOD | 1994-07-01 | 1994-07-01 | WCDXFER
0 | 0 | 0 | 0 | 2024-12-01 | BH Colorado Electric Oper Co | Regulated Electric (122) | X DNU # 880 (D) Florence | WPC Transmission Line # 880 (D) Florence # 165- E Canon | 135500 | Crossarm Assemblies, Wood: 7914000000 | 9802549 | CROSSARM ASSEMBLIES, WOOD | 1994-07-01 | 1994-07-01 | WCDXFER
0 | 0 | 0 | 0 | 2024-12-01 | BH Colorado Electric Oper Co | Regulated Electric (122) | X DNU # 880 (D) Florence | WPC Transmission Line # 880 (D) Florence # 165- E Canon | 135500 | Crossarm Assemblies, Wood: 7914000000 | 9802827 | CROSSARM ASSEMBLIES, WOOD | 1994-07-01 | 1994-07-01 | WCDXFER
0 | 0 | 0 | 0 | 2024-12-01 | BH Colorado Electric Oper Co | Regulated Electric (122) | X DNU # 880 (D) Florence | WPC Transmission Line # 880 (D) Florence # 165- E Canon | 135500 | Crossarm Assemblies, Wood: 7914000000 | 9802788 | CROSSARM ASSEMBLIES, WOOD | 1994-07-01 | 1994-07-01 | WCDXFER
0 | 0 | 0 | 0 | 2024-12-01 | BH Colorado Electric Oper Co | Regulated Electric (122) | X DNU # 880 (D) Florence | WPC Transmission Line # 880 (D) Florence # 165- E Canon | 135500 | Estimated Additions: 0010000000 | 9754484 | Repl line 880-4 Mile Ranch | 2005-07-20 | 2006-02-01 | 10020915
0 | 0 | 0 | 0 | 2024-12-01 | BH Colorado Electric Oper Co | Regulated Electric (122) | X DNU # 880 (D) Florence | WPC Transmission Line # 880 (D) Florence # 165- E Canon | 135500 | Estimated Additions: 0010000000 | 9993697 | Repl line 880-4 Mile Ranch | 2005-07-20 | 2005-09-01 | 10020915
0 | 0 | 0 | 0 | 2024-12-01 | BH Colorado Electric Oper Co | Regulated Electric (122) | X DNU # 880 (D) Florence | WPC Transmission Line # 880 (D) Florence # 165- E Canon | 135500 | Estimated Additions: 0010000000 | 9993832 | Repl line 880-4 Mile Ranch | 2005-07-20 | 2005-10-01 | 10020915
0 | 0 | 0 | 0 | 2024-12-01 | BH Colorado Electric Oper Co | Regulated Electric (122) | X DNU # 880 (D) Florence | WPC Transmission Line # 880 (D) Florence # 165- E Canon | 135500 | Estimated Additions: 0010000000 | 9702350 | Repl line 880-4 Mile Ranch | 2005-07-20 | 2006-02-01 | 10020915
0 | 0 | 0 | 0 | 2024-12-01 | BH Colorado Electric Oper Co | Regulated Electric (122) | X DNU # 880 (D) Florence | WPC Transmission Line # 880 (D) Florence # 165- E Canon | 135500 | Estimated Additions: 0010000000 | 9747522 | Repl structures-line 880 | 2006-11-01 | 2006-12-01 | 10023944
0 | 0 | 0 | 0 | 2024-12-01 | BH Colorado Electric Oper Co | Regulated Electric (122) | X DNU # 880 (D) Florence | WPC Transmission Line # 880 (D) Florence # 165- E Canon | 135500 | Guys: 4060000000 | 9738542 | GUYS | 2006-11-01 | 2006-01-01 | 10023944
0 | 0 | 0 | 0 | 2024-12-01 | BH Colorado Electric Oper Co | Regulated Electric (122) | X DNU # 880 (D) Florence | WPC Transmission Line # 880 (D) Florence # 165- E Canon | 135500 | Guys: 4060000000 | 9742258 | GUYS | 2005-07-20 | 2005-01-01 | 10020915
0 | 0 | 0 | 0 | 2024-12-01 | BH Colorado Electric Oper Co | Regulated Electric (122) | X DNU # 880 (D) Florence | WPC Transmission Line # 880 (D) Florence # 165- E Canon | 135500 | Pole, Wood: 7911000000 | 9741315 | POLE, WOOD | 2007-12-01 | 2007-01-01 | 7105880131
0 | 0 | 0 | 0 | 2024-12-01 | BH Colorado Electric Oper Co | Regulated Electric (122) | X DNU # 880 (D) Florence | WPC Transmission Line # 880 (D) Florence # 165- E Canon | 135500 | Pole, Wood: 7911000000 | 9803372 | POLE, WOOD | 1994-07-01 | 1994-07-01 | WCDXFER
0 | 0 | 0 | 0 | 2024-12-01 | BH Colorado Electric Oper Co | Regulated Electric (122) | X DNU # 880 (D) Florence | WPC Transmission Line # 880 (D) Florence # 165- E Canon | 135500 | Pole, Wood: 7911000000 | 9738339 | POLE, WOOD | 2006-11-01 | 2006-01-01 | 10023944
0 | 0 | 0 | 0 | 2024-12-01 | BH Colorado Electric Oper Co | Regulated Electric (122) | X DNU # 880 (D) Florence | WPC Transmission Line # 880 (D) Florence # 165- E Canon | 135500 | Pole, Wood: 7911000000 | 9803088 | POLE, WOOD | 1994-07-01 | 1994-07-01 | WCDXFER
0 | 0 | 0 | 0 | 2024-12-01 | BH Colorado Electric Oper Co | Regulated Electric (122) | X DNU # 880 (D) Florence | WPC Transmission Line # 880 (D) Florence # 165- E Canon | 135500 | Pole, Wood: 7911000000 | 9742255 | POLE, WOOD | 2005-07-20 | 2005-01-01 | 10020915
0 | 0 | 0 | 0 | 2024-12-01 | BH Colorado Electric Oper Co | Regulated Electric (122) | X DNU # 880 (D) Florence | WPC Transmission Line # 880 (D) Florence # 165- E Canon | 135500 | Pole, Wood: 7911000000 | 9803324 | POLE, WOOD | 1994-07-01 | 1994-07-01 | WCDXFER
0 | 0 | 0 | 0 | 2024-12-01 | BH Colorado Electric Oper Co | Regulated Electric (122) | X DNU # 880 (D) Florence | WPC Transmission Line # 880 (D) Florence # 165- E Canon | 135500 | Pole, Wood: 7911000000 | 10500610 | Pole, Wood | 2010-10-01 | 2010-10-01 | 7105880131
0 | 0 | 0 | 0 | 2024-12-01 | BH Colorado Electric Oper Co | Regulated Electric (122) | X DNU # 880 (D) Florence | WPC Transmission Line # 880 (D) Florence # 165- E Canon | 135500 | Pole, Wood: 7911000000 | 9803294 | POLE, WOOD | 1994-07-01 | 1994-07-01 | WCDXFER
0 | 0 | 0 | 0 | 2024-12-01 | BH Colorado Electric Oper Co | Regulated Electric (122) | X DNU # 880 (D) Florence | WPC Transmission Line # 880 (D) Florence # 165- E Canon | 135500 | Pole, Wood: 7911000000 | 9803360 | POLE, WOOD | 1994-07-01 | 1994-07-01 | WCDXFER
0 | 0 | 0 | 0 | 2024-12-01 | BH Colorado Electric Oper Co | Regulated Electric (122) | X DNU # 880 (D) Florence | WPC Transmission Line # 880 (D) Florence # 165- E Canon | 135500 | Pole, Wood: 7911000000 | 9803391 | POLE, WOOD | 1994-07-01 | 1994-07-01 | WCDXFER
0 | 0 | 0 | 0 | 2024-12-01 | BH Colorado Electric Oper Co | Regulated Electric (122) | X DNU # 880 (D) Florence | WPC Transmission Line # 880 (D) Florence # 165- E Canon | 135500 | Pole, Wood: 7911000000 | 9815356 | POLE, WOOD | 2003-08-01 | 2003-01-01 | 7105880131
0 | 0 | 0 | 0 | 2024-12-01 | BH Colorado Electric Oper Co | Regulated Electric (122) | X DNU # 880 (D) Florence | WPC Transmission Line # 880 (D) Florence # 165- E Canon | 135500 | Wood 1 Pole 60': 7911016000 | 9974533 | WOOD 1 POLE 60' | 1994-07-01 | 1994-07-01 | CPR Conversion
0 | 0 | 0 | 0 | 2024-12-01 | BH Colorado Electric Oper Co | Regulated Electric (122) | X DNU # 880 (D) Florence | WPC Transmission Line # 880 (D) Florence # 165- E Canon | 135500 | Wood 1 Pole 70': 7911017000 | 9701182 | WOOD 1 POLE 70' | 1994-07-01 | 1994-07-01 | CPR Conversion
0 | 0 | 0 | 0 | 2024-12-01 | BH Colorado Electric Oper Co | Regulated Electric (122) | X DNU # 880 (D) Florence | WPC Transmission Line # 880 (D) Florence # 165- E Canon | 135500 | Wood 1 Pole 75': 7911017500 | 9974532 | WOOD 1 POLE 75' | 1994-07-01 | 1994-07-01 | CPR Conversion
0 | 0 | 0 | 0 | 2024-12-01 | BH Colorado Electric Oper Co | Regulated Electric (122) | X DNU # 880 (D) Florence | WPC Transmission Line # 880 (D) Florence # 165- E Canon | 135500 | Wood 1 Pole 80': 7911018000 | 9974531 | WOOD 1 POLE 80' | 1994-07-01 | 1994-07-01 | CPR Conversion
0 | 0 | 0 | 0 | 2024-12-01 | BH Colorado Electric Oper Co | Regulated Electric (122) | X DNU # 880 (D) Florence | WPC Transmission Line # 880 (D) Florence # 165- E Canon | 135500 | Wood 1 Pole 85': 7911018500 | 9974530 | WOOD 1 POLE 85' | 1994-07-01 | 1994-07-01 | CPR Conversion
0 | 0 | 0 | 0 | 2024-12-01 | BH Colorado Electric Oper Co | Regulated Electric (122) | X DNU # 880 (D) Florence | WPC Transmission Line # 880 (D) Florence # 165- E Canon | 135500 | Wood 1 Pole 90': 7911019000 | 9974616 | WOOD 1 POLE 90' | 1994-07-01 | 1994-07-01 | CPR Conversion
0 | 0 | 0 | 0 | 2024-12-01 | BH Colorado Electric Oper Co | Regulated Electric (122) | X DNU # 880 (D) Florence | WPC Transmission Line # 880 (D) Florence # 165- E Canon | 135600 | Conductor, Oh Tran&Dist Insulat: 1687000000 | 9742253 | CONDUCTOR, OH TRANS & DIST INSULATED | 2005-07-20 | 2005-01-01 | 10020915
0 | 0 | 0 | 0 | 2024-12-01 | BH Colorado Electric Oper Co | Regulated Electric (122) | X DNU # 880 (D) Florence | WPC Transmission Line # 880 (D) Florence # 165- E Canon | 135600 | Conductor, Oh Trans & Dist Bare: 1686000000 | 9707383 | CONDUCTOR, OH TRANS & DIST BARE | 2006-11-01 | 2006-01-01 | 10023944
0 | 0 | 0 | 0 | 2024-12-01 | BH Colorado Electric Oper Co | Regulated Electric (122) | X DNU # 880 (D) Florence | WPC Transmission Line # 880 (D) Florence # 165- E Canon | 135600 | Conductor, Oh Trans & Dist Bare: 1686000000 | 9742254 | CONDUCTOR, OH TRANS & DIST BARE | 2005-07-20 | 2005-01-01 | 10020915
0 | 0 | 0 | 0 | 2024-12-01 | BH Colorado Electric Oper Co | Regulated Electric (122) | X DNU # 880 (D) Florence | WPC Transmission Line # 880 (D) Florence # 165- E Canon | 135600 | Estimated Additions: 0010000000 | 9747523 | Repl structures-line 880 | 2006-11-01 | 2006-12-01 | 10023944
0 | 0 | 0 | 0 | 2024-12-01 | BH Colorado Electric Oper Co | Regulated Electric (122) | X DNU # 880 (D) Florence | WPC Transmission Line # 880 (D) Florence # 165- E Canon | 135600 | Estimated Additions: 0010000000 | 9754483 | Repl line 880-4 Mile Ranch | 2005-07-20 | 2006-02-01 | 10020915
0 | 0 | 0 | 0 | 2024-12-01 | BH Colorado Electric Oper Co | Regulated Electric (122) | X DNU # 880 (D) Florence | WPC Transmission Line # 880 (D) Florence # 165- E Canon | 135600 | Estimated Additions: 0010000000 | 9993862 | Repl line 880-4 Mile Ranch | 2005-07-20 | 2005-09-01 | 10020915
0 | 0 | 0 | 0 | 2024-12-01 | BH Colorado Electric Oper Co | Regulated Electric (122) | X DNU # 880 (D) Florence | WPC Transmission Line # 880 (D) Florence # 165- E Canon | 135600 | Estimated Additions: 0010000000 | 9994342 | Repl line 880-4 Mile Ranch | 2005-07-20 | 2005-10-01 | 10020915
0 | 0 | 0 | 0 | 2024-12-01 | BH Colorado Electric Oper Co | Regulated Electric (122) | X DNU # 880 (D) Florence | WPC Transmission Line # 880 (D) Florence # 165- E Canon | 135600 | Pin Insulators: 4271000000 | 9738342 | PIN INSULATORS | 2006-11-01 | 2006-01-01 | 10023944
0 | 0 | 0 | 0 | 2024-12-01 | BH Colorado Electric Oper Co | Regulated Electric (122) | X DNU # 880 (D) Florence | WPC Transmission Line # 880 (D) Florence # 165- E Canon | 135600 | Post Insulators: 4272000000 | 9710886 | POST INSULATORS | 2007-12-01 | 2007-01-01 | 7105880131
0 | 0 | 0 | 0 | 2024-12-01 | BH Colorado Electric Oper Co | Regulated Electric (122) | X DNU # 880 (D) Florence | WPC Transmission Line # 880 (D) Florence # 165- E Canon | 135600 | Post Insulators: 4272000000 | 9738341 | POST INSULATORS | 2006-11-01 | 2006-01-01 | 10023944
0 | 0 | 0 | 0 | 2024-12-01 | BH Colorado Electric Oper Co | Regulated Electric (122) | X DNU # 880 (D) Florence | WPC Transmission Line # 880 (D) Florence # 165- E Canon | 135600 | Post Insulators: 4272000000 | 9742257 | POST INSULATORS | 2005-07-20 | 2005-01-01 | 10020915
0 | 0 | 0 | 0 | 2024-12-01 | BH Colorado Electric Oper Co | Regulated Electric (122) | X DNU # 880 (D) Florence | WPC Transmission Line # 880 (D) Florence # 165- E Canon | 135600 | Static Wire (Transmission Lines): 1682000000 | 9742259 | STATIC WIRE (TRANSMISSION LINES) | 2005-07-20 | 2005-01-01 | 10020915
0 | 0 | 0 | 0 | 2024-12-01 | BH Colorado Electric Oper Co | Regulated Electric (122) | X DNU # 880 (D) Florence | WPC Transmission Line # 880 (D) Florence # 165- E Canon | 135600 | Static Wire (Transmission Lines): 1682000000 | 9738543 | STATIC WIRE (TRANSMISSION LINES) | 2006-11-01 | 2006-01-01 | 10023944
0 | 0 | 0 | 0 | 2024-12-01 | BH Colorado Electric Oper Co | Regulated Electric (122) | X DNU # 880 (D) Florence | WPC Transmission Line # 880 (D) Florence # 165- E Canon | 135600 | Suspension Insulators: 4273000000 | 9738340 | SUSPENSION INSULATORS | 2006-11-01 | 2006-01-01 | 10023944
0 | 0 | 0 | 0 | 2024-12-01 | BH Colorado Electric Oper Co | Regulated Electric (122) | X DNU # 880 (D) Florence | WPC Transmission Line # 880 (D) Florence # 165- E Canon | 135600 | Suspension Insulators: 4273000000 | 9742256 | SUSPENSION INSULATORS | 2005-07-20 | 2005-01-01 | 10020915
0 | 0 | 0 | 0 | 2024-12-01 | BH Colorado Electric Oper Co | Regulated Electric (122) | X DNU # 882 (D) Energy Fuels Tap | WPC Transmission Line # 882 (D) Energy Fuels Tap #356 | 135002 | Land Rights - Non-Depreciable: 4552XXXXXX | 9869973 | T-LIN S03 T20 R69 | 1982-07-01 | 1982-07-01 | CPR Conversion
0 | 0 | 0 | 0 | 2024-12-01 | BH Colorado Electric Oper Co | Regulated Electric (122) | X DNU # 882 (D) Energy Fuels Tap | WPC Transmission Line # 882 (D) Energy Fuels Tap #356 | 135002 | Land Rights - Non-Depreciable: 4552XXXXXX | 9869968 | T-LIN S21 T19 R69 | 1982-07-01 | 1982-07-01 | CPR Conversion
0 | 0 | 0 | 0 | 2024-12-01 | BH Colorado Electric Oper Co | Regulated Electric (122) | X DNU # 882 (D) Energy Fuels Tap | WPC Transmission Line # 882 (D) Energy Fuels Tap #356 | 135002 | Land Rights - Non-Depreciable: 4552XXXXXX | 9869971 | T-LIN S17 T20 R69 | 1982-07-01 | 1982-07-01 | CPR Conversion
0 | 0 | 0 | 0 | 2024-12-01 | BH Colorado Electric Oper Co | Regulated Electric (122) | X DNU # 882 (D) Energy Fuels Tap | WPC Transmission Line # 882 (D) Energy Fuels Tap #356 | 135002 | Land Rights - Non-Depreciable: 4552XXXXXX | 9869970 | T-LIN S19 T20 R69 | 1982-07-01 | 1982-07-01 | CPR Conversion
0 | 0 | 0 | 0 | 2024-12-01 | BH Colorado Electric Oper Co | Regulated Electric (122) | X DNU # 882 (D) Energy Fuels Tap | WPC Transmission Line # 882 (D) Energy Fuels Tap #356 | 135002 | Land Rights - Non-Depreciable: 4552XXXXXX | 9727120 | T-LIN S27 T19 R69 | 1982-07-01 | 1982-07-01 | CPR Conversion
0 | 0 | 0 | 0 | 2024-12-01 | BH Colorado Electric Oper Co | Regulated Electric (122) | X DNU # 882 (D) Energy Fuels Tap | WPC Transmission Line # 882 (D) Energy Fuels Tap #356 | 135002 | Land Rights - Non-Depreciable: 4552XXXXXX | 9869972 | T-LIN S09 T20 R69 | 1982-07-01 | 1982-07-01 | CPR Conversion
0 | 0 | 0 | 0 | 2024-12-01 | BH Colorado Electric Oper Co | Regulated Electric (122) | X DNU # 882 (D) Energy Fuels Tap | WPC Transmission Line # 882 (D) Energy Fuels Tap #356 | 135002 | Land Rights - Non-Depreciable: 4552XXXXXX | 9869974 | T-LIN S34 T19 R69 | 1982-07-01 | 1982-07-01 | CPR Conversion
0 | 0 | 0 | 0 | 2024-12-01 | BH Colorado Electric Oper Co | Regulated Electric (122) | X DNU # 882 (D) Energy Fuels Tap | WPC Transmission Line # 882 (D) Energy Fuels Tap #356 | 135002 | Land Rights - Non-Depreciable: 4552XXXXXX | 9869969 | T-LIN S20 T20 R69 | 1982-07-01 | 1982-07-01 | CPR Conversion
0 | 0 | 0 | 0 | 2024-12-01 | BH Colorado Electric Oper Co | Regulated Electric (122) | X DNU # 882 (D) Energy Fuels Tap | WPC Transmission Line # 882 (D) Energy Fuels Tap #356 | 135500 | Crossarm Assemblies, Wood: 7914000000 | 9802680 | CROSSARM ASSEMBLIES, WOOD | 1994-07-01 | 1994-07-01 | WCDXFER
0 | 0 | 0 | 0 | 2024-12-01 | BH Colorado Electric Oper Co | Regulated Electric (122) | X DNU # 882 (D) Energy Fuels Tap | WPC Transmission Line # 882 (D) Energy Fuels Tap #356 | 135500 | Crossarm Assemblies, Wood: 7914000000 | 9802900 | CROSSARM ASSEMBLIES, WOOD | 1992-07-01 | 1992-07-01 | WCDXFER
0 | 0 | 0 | 0 | 2024-12-01 | BH Colorado Electric Oper Co | Regulated Electric (122) | X DNU # 882 (D) Energy Fuels Tap | WPC Transmission Line # 882 (D) Energy Fuels Tap #356 | 135500 | Crossarm Assemblies, Wood: 7914000000 | 9802356 | CROSSARM ASSEMBLIES, WOOD | 1997-07-31 | 2000-01-01 | WCDXFER
0 | 0 | 0 | 0 | 2024-12-01 | BH Colorado Electric Oper Co | Regulated Electric (122) | X DNU # 882 (D) Energy Fuels Tap | WPC Transmission Line # 882 (D) Energy Fuels Tap #356 | 135500 | Crossarm Assemblies, Wood: 7914000000 | 9802437 | CROSSARM ASSEMBLIES, WOOD | 1982-07-01 | 1982-07-01 | WCDXFER
0 | 0 | 0 | 0 | 2024-12-01 | BH Colorado Electric Oper Co | Regulated Electric (122) | X DNU # 882 (D) Energy Fuels Tap | WPC Transmission Line # 882 (D) Energy Fuels Tap #356 | 135500 | Crossarm Assemblies, Wood: 7914000000 | 9802799 | CROSSARM ASSEMBLIES, WOOD | 1994-07-01 | 1994-07-01 | WCDXFER
0 | 0 | 0 | 0 | 2024-12-01 | BH Colorado Electric Oper Co | Regulated Electric (122) | X DNU # 882 (D) Energy Fuels Tap | WPC Transmission Line # 882 (D) Energy Fuels Tap #356 | 135500 | Crossarm Assemblies, Wood: 7914000000 | 9802376 | CROSSARM ASSEMBLIES, WOOD | 1996-07-01 | 1996-07-01 | WCDXFER
0 | 0 | 0 | 0 | 2024-12-01 | BH Colorado Electric Oper Co | Regulated Electric (122) | X DNU # 882 (D) Energy Fuels Tap | WPC Transmission Line # 882 (D) Energy Fuels Tap #356 | 135500 | Crossarm Assemblies, Wood: 7914000000 | 9802582 | CROSSARM ASSEMBLIES, WOOD | 1982-07-01 | 1982-07-01 | WCDXFER
0 | 0 | 0 | 0 | 2024-12-01 | BH Colorado Electric Oper Co | Regulated Electric (122) | X DNU # 882 (D) Energy Fuels Tap | WPC Transmission Line # 882 (D) Energy Fuels Tap #356 | 135500 | Crossarm Assemblies, Wood: 7914000000 | 9802352 | CROSSARM ASSEMBLIES, WOOD | 1982-07-01 | 1982-07-01 | WCDXFER
0 | 0 | 0 | 0 | 2024-12-01 | BH Colorado Electric Oper Co | Regulated Electric (122) | X DNU # 882 (D) Energy Fuels Tap | WPC Transmission Line # 882 (D) Energy Fuels Tap #356 | 135500 | Crossarm Assemblies, Wood: 7914000000 | 9802375 | CROSSARM ASSEMBLIES, WOOD | 1982-07-01 | 1982-07-01 | WCDXFER
0 | 0 | 0 | 0 | 2024-12-01 | BH Colorado Electric Oper Co | Regulated Electric (122) | X DNU # 882 (D) Energy Fuels Tap | WPC Transmission Line # 882 (D) Energy Fuels Tap #356 | 135500 | Crossarm Assemblies, Wood: 7914000000 | 9802820 | CROSSARM ASSEMBLIES, WOOD | 1997-07-31 | 2000-01-01 | WCDXFER
0 | 0 | 0 | 0 | 2024-12-01 | BH Colorado Electric Oper Co | Regulated Electric (122) | X DNU # 882 (D) Energy Fuels Tap | WPC Transmission Line # 882 (D) Energy Fuels Tap #356 | 135500 | Guys: 4060000000 | 9973666 | GUYS | 1997-07-31 | 2000-01-01 | 23550041
0 | 0 | 0 | 0 | 2024-12-01 | BH Colorado Electric Oper Co | Regulated Electric (122) | X DNU # 882 (D) Energy Fuels Tap | WPC Transmission Line # 882 (D) Energy Fuels Tap #356 | 135500 | Pole, Wood: 7911000000 | 9802895 | POLE, WOOD | 1997-07-31 | 2000-01-01 | WCDXFER
0 | 0 | 0 | 0 | 2024-12-01 | BH Colorado Electric Oper Co | Regulated Electric (122) | X DNU # 882 (D) Energy Fuels Tap | WPC Transmission Line # 882 (D) Energy Fuels Tap #356 | 135500 | Pole, Wood: 7911000000 | 9802915 | POLE, WOOD | 1996-07-01 | 1996-07-01 | WCDXFER
0 | 0 | 0 | 0 | 2024-12-01 | BH Colorado Electric Oper Co | Regulated Electric (122) | X DNU # 882 (D) Energy Fuels Tap | WPC Transmission Line # 882 (D) Energy Fuels Tap #356 | 135500 | Pole, Wood: 7911000000 | 9803120 | POLE, WOOD | 1982-07-01 | 1982-07-01 | WCDXFER
0 | 0 | 0 | 0 | 2024-12-01 | BH Colorado Electric Oper Co | Regulated Electric (122) | X DNU # 882 (D) Energy Fuels Tap | WPC Transmission Line # 882 (D) Energy Fuels Tap #356 | 135500 | Pole, Wood: 7911000000 | 9803218 | POLE, WOOD | 1994-07-01 | 1994-07-01 | WCDXFER
0 | 0 | 0 | 0 | 2024-12-01 | BH Colorado Electric Oper Co | Regulated Electric (122) | X DNU # 882 (D) Energy Fuels Tap | WPC Transmission Line # 882 (D) Energy Fuels Tap #356 | 135500 | Pole, Wood: 7911000000 | 9803358 | POLE, WOOD | 1997-07-31 | 2000-01-01 | WCDXFER
0 | 0 | 0 | 0 | 2024-12-01 | BH Colorado Electric Oper Co | Regulated Electric (122) | X DNU # 882 (D) Energy Fuels Tap | WPC Transmission Line # 882 (D) Energy Fuels Tap #356 | 135500 | Pole, Wood: 7911000000 | 9802914 | POLE, WOOD | 1982-07-01 | 1982-07-01 | WCDXFER
0 | 0 | 0 | 0 | 2024-12-01 | BH Colorado Electric Oper Co | Regulated Electric (122) | X DNU # 882 (D) Energy Fuels Tap | WPC Transmission Line # 882 (D) Energy Fuels Tap #356 | 135500 | Pole, Wood: 7911000000 | 9803321 | POLE, WOOD | 1994-07-01 | 1994-07-01 | WCDXFER
0 | 0 | 0 | 0 | 2024-12-01 | BH Colorado Electric Oper Co | Regulated Electric (122) | X DNU # 882 (D) Energy Fuels Tap | WPC Transmission Line # 882 (D) Energy Fuels Tap #356 | 135500 | Pole, Wood: 7911000000 | 9802891 | POLE, WOOD | 1982-07-01 | 1982-07-01 | WCDXFER
0 | 0 | 0 | 0 | 2024-12-01 | BH Colorado Electric Oper Co | Regulated Electric (122) | X DNU # 882 (D) Energy Fuels Tap | WPC Transmission Line # 882 (D) Energy Fuels Tap #356 | 135500 | Pole, Wood: 7911000000 | 9804919 | POLE, WOOD | 1992-07-01 | 1992-07-01 | WCDXFER
0 | 0 | 0 | 0 | 2024-12-01 | BH Colorado Electric Oper Co | Regulated Electric (122) | X DNU # 882 (D) Energy Fuels Tap | WPC Transmission Line # 882 (D) Energy Fuels Tap #356 | 135500 | Pole, Wood: 7911000000 | 9802976 | POLE, WOOD | 1982-07-01 | 1982-07-01 | WCDXFER
0 | 0 | 0 | 0 | 2024-12-01 | BH Colorado Electric Oper Co | Regulated Electric (122) | X DNU # 882 (D) Energy Fuels Tap | WPC Transmission Line # 882 (D) Energy Fuels Tap #356 | 135500 | Wood 1 Pole 35': 7911013500 | 9973662 | WOOD 1 POLE 35' | 1997-07-31 | 2000-01-01 | 23550041
0 | 0 | 0 | 0 | 2024-12-01 | BH Colorado Electric Oper Co | Regulated Electric (122) | X DNU # 882 (D) Energy Fuels Tap | WPC Transmission Line # 882 (D) Energy Fuels Tap #356 | 135500 | Wood 1 Pole 50': 7911015000 | 9974613 | WOOD 1 POLE 50' | 1982-07-01 | 1982-07-01 | CPR Conversion
0 | 0 | 0 | 0 | 2024-12-01 | BH Colorado Electric Oper Co | Regulated Electric (122) | X DNU # 882 (D) Energy Fuels Tap | WPC Transmission Line # 882 (D) Energy Fuels Tap #356 | 135500 | Wood 1 Pole 55': 7911015500 | 9774798 | WOOD 1 POLE 55' | 1996-07-01 | 1996-07-01 | CPR Conversion
0 | 0 | 0 | 0 | 2024-12-01 | BH Colorado Electric Oper Co | Regulated Electric (122) | X DNU # 882 (D) Energy Fuels Tap | WPC Transmission Line # 882 (D) Energy Fuels Tap #356 | 135500 | Wood 1 Pole 55': 7911015500 | 9974612 | WOOD 1 POLE 55' | 1982-07-01 | 1982-07-01 | CPR Conversion
0 | 0 | 0 | 0 | 2024-12-01 | BH Colorado Electric Oper Co | Regulated Electric (122) | X DNU # 882 (D) Energy Fuels Tap | WPC Transmission Line # 882 (D) Energy Fuels Tap #356 | 135500 | Wood 1 Pole 60': 7911016000 | 9974611 | WOOD 1 POLE 60' | 1982-07-01 | 1982-07-01 | CPR Conversion
0 | 0 | 0 | 0 | 2024-12-01 | BH Colorado Electric Oper Co | Regulated Electric (122) | X DNU # 882 (D) Energy Fuels Tap | WPC Transmission Line # 882 (D) Energy Fuels Tap #356 | 135500 | Wood 1 Pole 65': 7911016500 | 9974614 | WOOD 1 POLE 65' | 1982-07-01 | 1982-07-01 | CPR Conversion
0 | 0 | 0 | 0 | 2024-12-01 | BH Colorado Electric Oper Co | Regulated Electric (122) | X DNU # 882 (D) Energy Fuels Tap | WPC Transmission Line # 882 (D) Energy Fuels Tap #356 | 135500 | Wood 1 Pole 70': 7911017000 | 9974615 | WOOD 1 POLE 70' | 1994-07-01 | 1994-07-01 | CPR Conversion
0 | 0 | 0 | 0 | 2024-12-01 | BH Colorado Electric Oper Co | Regulated Electric (122) | X DNU # 882 (D) Energy Fuels Tap | WPC Transmission Line # 882 (D) Energy Fuels Tap #356 | 135500 | Wood 1 Pole 80': 7911018000 | 9693322 | WOOD 1 POLE 80' | 1994-07-01 | 1994-07-01 | CPR Conversion
0 | 0 | 0 | 0 | 2024-12-01 | BH Colorado Electric Oper Co | Regulated Electric (122) | X DNU # 882 (D) Energy Fuels Tap | WPC Transmission Line # 882 (D) Energy Fuels Tap #356 | 135500 | Wood 1 Pole 90': 7911019000 | 9973661 | WOOD 1 POLE 90' | 1997-07-31 | 2000-01-01 | 23550041
0 | 0 | 0 | 0 | 2024-12-01 | BH Colorado Electric Oper Co | Regulated Electric (122) | X DNU # 882 (D) Energy Fuels Tap | WPC Transmission Line # 882 (D) Energy Fuels Tap #356 | 135500 | Wood 2 Poles 80' 70': 7911038070 | 9974610 | WOOD 2 POLES 80' 70' | 1992-07-01 | 1992-07-01 | CPR Conversion
0 | 0 | 0 | 0 | 2024-12-01 | BH Colorado Electric Oper Co | Regulated Electric (122) | X DNU # 882 (D) Energy Fuels Tap | WPC Transmission Line # 882 (D) Energy Fuels Tap #356 | 135600 | Conductor, Oh: 1681000000 | 9862166 | CONDUCTOR, OVERHEAD | 1997-07-01 | 1997-07-01 | CPR Conversion
0 | 0 | 0 | 0 | 2024-12-01 | BH Colorado Electric Oper Co | Regulated Electric (122) | X DNU # 882 (D) Energy Fuels Tap | WPC Transmission Line # 882 (D) Energy Fuels Tap #356 | 135600 | Conductor, Oh: 1681000000 | 9724164 | CONDUCTOR, OVERHEAD | 1982-07-01 | 1982-07-01 | CPR Conversion
0 | 0 | 0 | 0 | 2024-12-01 | BH Colorado Electric Oper Co | Regulated Electric (122) | X DNU # 882 (D) Energy Fuels Tap | WPC Transmission Line # 882 (D) Energy Fuels Tap #356 | 135600 | Insulators-Post-69kv: 4272069000 | 9973664 | INSULATORS-POST-69KV | 1997-07-31 | 2000-01-01 | 23550041
0 | 0 | 0 | 0 | 2024-12-01 | BH Colorado Electric Oper Co | Regulated Electric (122) | X DNU # 882 (D) Energy Fuels Tap | WPC Transmission Line # 882 (D) Energy Fuels Tap #356 | 135600 | Pin Insulators: 4271000000 | 9774797 | PIN INSULATORS | 1996-07-01 | 1996-07-01 | CPR Conversion
0 | 0 | 0 | 0 | 2024-12-01 | BH Colorado Electric Oper Co | Regulated Electric (122) | X DNU # 882 (D) Energy Fuels Tap | WPC Transmission Line # 882 (D) Energy Fuels Tap #356 | 135600 | Post Insulators: 4272000000 | 9973665 | POST INSULATORS | 1997-07-31 | 2000-01-01 | 23550041
0 | 0 | 0 | 0 | 2024-12-01 | BH Colorado Electric Oper Co | Regulated Electric (122) | X DNU # 882 (D) Energy Fuels Tap | WPC Transmission Line # 882 (D) Energy Fuels Tap #356 | 135600 | Scada Equip - Transmitter: 8191010000 | 9974607 | SCADA EQUIPMENT- TRANSMITTER | 1988-07-01 | 1988-07-01 | CPR Conversion
0 | 0 | 0 | 0 | 2024-12-01 | BH Colorado Electric Oper Co | Regulated Electric (122) | X DNU # 882 (D) Energy Fuels Tap | WPC Transmission Line # 882 (D) Energy Fuels Tap #356 | 135600 | Static Wire (Transmission Lines): 1682000000 | 9974609 | STATIC WIRE (TRANSMISSION LINES) | 1982-07-01 | 1982-07-01 | CPR Conversion
0 | 0 | 0 | 0 | 2024-12-01 | BH Colorado Electric Oper Co | Regulated Electric (122) | X DNU # 882 (D) Energy Fuels Tap | WPC Transmission Line # 882 (D) Energy Fuels Tap #356 | 135600 | Suspension Insulators: 4273000000 | 9973663 | SUSPENSION INSULATORS | 1997-07-31 | 2000-01-01 | 23550041
0 | 0 | 0 | 0 | 2024-12-01 | BH Colorado Electric Oper Co | Regulated Electric (122) | X DNU # 882 (D) Energy Fuels Tap | WPC Transmission Line # 882 (D) Energy Fuels Tap #356 | 135600 | Suspension Insulators: 4273000000 | 9774796 | SUSPENSION INSULATORS | 1996-07-01 | 1996-07-01 | CPR Conversion
0 | 0 | 0 | 0 | 2024-12-01 | BH Colorado Electric Oper Co | Regulated Electric (122) | X DNU # 882 (D) Energy Fuels Tap | WPC Transmission Line # 882 (D) Energy Fuels Tap #356 | 135600 | Switches - Over 34500v: 7986900000 | 9697428 | SWITCHES - OVER 34.5KV | 1982-07-01 | 1982-07-01 | CPR Conversion
0 | 0 | 0 | 0 | 2024-12-01 | BH Colorado Electric Oper Co | Regulated Electric (122) | X DNU # 882 (D) Energy Fuels Tap | WPC Transmission Line # 882 (D) Energy Fuels Tap #356 | 135600 | Telemeter Eq - Transmit/Receive: 8192060000 | 9974608 | TELEMETER EQ-TRANSMIT/RECEIVE COMBO | 1982-07-01 | 1982-07-01 | CPR Conversion
0 | 0 | 0 | 0 | 2024-12-01 | BH Colorado Electric Oper Co | Regulated Electric (122) | X DNU # 882 (D) Energy Fuels Tap | WPC Transmission Line # 882 (D) Energy Fuels Tap #356 | 135800 | Conductor, Underground: 1690000000 | 9973667 | CONDUCTOR, UNDERGROUND | 1997-07-31 | 2000-01-01 | 23550041
0 | 0 | 0 | 0 | 2024-12-01 | BH Colorado Electric Oper Co | Regulated Electric (122) | X DNU # 884 (D) Florence Sub | WPC Transmission Line # 884 (D) Florence Sub #18 then #1 | 135500 | Anchors: 0140000000 | 9863923 | ANCHORS | 1998-09-29 | 1998-01-01 | 10000340
0 | 0 | 0 | 0 | 2024-12-01 | BH Colorado Electric Oper Co | Regulated Electric (122) | X DNU # 884 (D) Florence Sub | WPC Transmission Line # 884 (D) Florence Sub #18 then #1 | 135500 | Crossarm Assemblies, Wood: 7914000000 | 9864350 | CROSSARM ASSEMBLIES, WOOD | 1998-09-29 | 1998-01-01 | 10000340
0 | 0 | 0 | 0 | 2024-12-01 | BH Colorado Electric Oper Co | Regulated Electric (122) | X DNU # 884 (D) Florence Sub | WPC Transmission Line # 884 (D) Florence Sub #18 then #1 | 135500 | Crossarm Assemblies, Wood: 7914000000 | 9802548 | CROSSARM ASSEMBLIES, WOOD | 1998-09-29 | 1998-01-01 | WCDXFER
0 | 0 | 0 | 0 | 2024-12-01 | BH Colorado Electric Oper Co | Regulated Electric (122) | X DNU # 884 (D) Florence Sub | WPC Transmission Line # 884 (D) Florence Sub #18 then #1 | 135500 | Estimated Additions: 0010000000 | 11160692 | Florence Sub - Highland Tap | 2011-11-01 | 2011-11-01 | 7105884131
0 | 0 | 0 | 0 | 2024-12-01 | BH Colorado Electric Oper Co | Regulated Electric (122) | X DNU # 884 (D) Florence Sub | WPC Transmission Line # 884 (D) Florence Sub #18 then #1 | 135500 | Estimated Additions: 0010000000 | 12716287 | Florence Sub - Highland Tap | 2014-09-01 | 2014-09-01 | 7105884131
0 | 0 | 0 | 0 | 2024-12-01 | BH Colorado Electric Oper Co | Regulated Electric (122) | X DNU # 884 (D) Florence Sub | WPC Transmission Line # 884 (D) Florence Sub #18 then #1 | 135500 | Guys: 4060000000 | 9863918 | GUYS | 1998-09-29 | 1998-01-01 | 10000340
0 | 0 | 0 | 0 | 2024-12-01 | BH Colorado Electric Oper Co | Regulated Electric (122) | X DNU # 884 (D) Florence Sub | WPC Transmission Line # 884 (D) Florence Sub #18 then #1 | 135500 | Pole, Other: 7910000000 | 11028416 | Pole, Other | 2011-09-01 | 2011-09-01 | 7105884131
0 | 0 | 0 | 0 | 2024-12-01 | BH Colorado Electric Oper Co | Regulated Electric (122) | X DNU # 884 (D) Florence Sub | WPC Transmission Line # 884 (D) Florence Sub #18 then #1 | 135500 | Pole, Wood, 30' - 40': 6161400000 | 11220331 | Pole, Wood, 30' - 40' | 2011-12-01 | 2011-01-01 | 7105884131
0 | 0 | 0 | 0 | 2024-12-01 | BH Colorado Electric Oper Co | Regulated Electric (122) | X DNU # 884 (D) Florence Sub | WPC Transmission Line # 884 (D) Florence Sub #18 then #1 | 135500 | Pole, Wood: 7911000000 | 9803087 | POLE, WOOD | 1998-09-29 | 1998-01-01 | WCDXFER
0 | 0 | 0 | 0 | 2024-12-01 | BH Colorado Electric Oper Co | Regulated Electric (122) | X DNU # 884 (D) Florence Sub | WPC Transmission Line # 884 (D) Florence Sub #18 then #1 | 135500 | Pole, Wood: 7911000000 | 9818630 | POLE, WOOD | 2005-02-01 | 2005-01-01 | 7105884131
0 | 0 | 0 | 0 | 2024-12-01 | BH Colorado Electric Oper Co | Regulated Electric (122) | X DNU # 884 (D) Florence Sub | WPC Transmission Line # 884 (D) Florence Sub #18 then #1 | 135500 | Wood 1 Pole 50': 7911015000 | 9863914 | WOOD 1 POLE 50' | 1998-09-29 | 1998-01-01 | 10000340
0 | 0 | 0 | 0 | 2024-12-01 | BH Colorado Electric Oper Co | Regulated Electric (122) | X DNU # 884 (D) Florence Sub | WPC Transmission Line # 884 (D) Florence Sub #18 then #1 | 135500 | Wood 1 Pole 55': 7911015500 | 9863913 | WOOD 1 POLE 55' | 1998-09-29 | 1998-01-01 | 10000340
0 | 0 | 0 | 0 | 2024-12-01 | BH Colorado Electric Oper Co | Regulated Electric (122) | X DNU # 884 (D) Florence Sub | WPC Transmission Line # 884 (D) Florence Sub #18 then #1 | 135500 | Wood 1 Pole 60': 7911016000 | 9863912 | WOOD 1 POLE 60' | 1998-09-29 | 1998-01-01 | 10000340
0 | 0 | 0 | 0 | 2024-12-01 | BH Colorado Electric Oper Co | Regulated Electric (122) | X DNU # 884 (D) Florence Sub | WPC Transmission Line # 884 (D) Florence Sub #18 then #1 | 135600 | Airbrk-1ph-Man-15-45kv-<=600amps: 7981204506 | 9864351 | AIRBREAK-1PH-MAN-15-45KV-<=600AMPS | 1998-09-29 | 1998-01-01 | 10000340
0 | 0 | 0 | 0 | 2024-12-01 | BH Colorado Electric Oper Co | Regulated Electric (122) | X DNU # 884 (D) Florence Sub | WPC Transmission Line # 884 (D) Florence Sub #18 then #1 | 135600 | Conductor, Oh Acsr Bare 4/0: 1681070000 | 9863922 | CONDUCTOR, OH ACSR, BARE 4/0 | 1998-09-29 | 1998-01-01 | 10000340
0 | 0 | 0 | 0 | 2024-12-01 | BH Colorado Electric Oper Co | Regulated Electric (122) | X DNU # 884 (D) Florence Sub | WPC Transmission Line # 884 (D) Florence Sub #18 then #1 | 135600 | Conductor, Oh Copper Bare 266.8mcm: 1683080000 | 9863921 | CABLE, OHD-OTHER SIZE 4/0 & LARGER | 1998-09-29 | 1998-01-01 | 10000340
0 | 0 | 0 | 0 | 2024-12-01 | BH Colorado Electric Oper Co | Regulated Electric (122) | X DNU # 884 (D) Florence Sub | WPC Transmission Line # 884 (D) Florence Sub #18 then #1 | 135600 | Conductor, Oh Copper Bare 798mcm&>: 1683100000 | 9863920 | CNDCTR, OH - CU BARE -798MCM & > | 1998-09-29 | 1998-01-01 | 10000340
0 | 0 | 0 | 0 | 2024-12-01 | BH Colorado Electric Oper Co | Regulated Electric (122) | X DNU # 884 (D) Florence Sub | WPC Transmission Line # 884 (D) Florence Sub #18 then #1 | 135600 | Cutouts, 15,001-34,501 Volts: 2521034000 | 9863919 | CUTOUTS 15,001-34,501 VOLTS | 1998-09-29 | 1998-01-01 | 10000340
0 | 0 | 0 | 0 | 2024-12-01 | BH Colorado Electric Oper Co | Regulated Electric (122) | X DNU # 884 (D) Florence Sub | WPC Transmission Line # 884 (D) Florence Sub #18 then #1 | 135600 | Estimated Additions: 0010000000 | 11160689 | Florence Sub - Highland Tap | 2011-11-01 | 2011-11-01 | 7105884131
0 | 0 | 0 | 0 | 2024-12-01 | BH Colorado Electric Oper Co | Regulated Electric (122) | X DNU # 884 (D) Florence Sub | WPC Transmission Line # 884 (D) Florence Sub #18 then #1 | 135600 | Estimated Additions: 0010000000 | 12716284 | Florence Sub - Highland Tap | 2014-09-01 | 2014-09-01 | 7105884131
0 | 0 | 0 | 0 | 2024-12-01 | BH Colorado Electric Oper Co | Regulated Electric (122) | X DNU # 884 (D) Florence Sub | WPC Transmission Line # 884 (D) Florence Sub #18 then #1 | 135600 | Insulators-Pin & Cap-15kv: 4271015000 | 9863917 | INSULATORS-PIN & CAP-15KV | 1998-09-29 | 1998-01-01 | 10000340
0 | 0 | 0 | 0 | 2024-12-01 | BH Colorado Electric Oper Co | Regulated Electric (122) | X DNU # 884 (D) Florence Sub | WPC Transmission Line # 884 (D) Florence Sub #18 then #1 | 135600 | Insulators-Post-69kv: 4272069000 | 9863916 | INSULATORS-POST-69KV | 1998-09-29 | 1998-01-01 | 10000340
0 | 0 | 0 | 0 | 2024-12-01 | BH Colorado Electric Oper Co | Regulated Electric (122) | X DNU # 884 (D) Florence Sub | WPC Transmission Line # 884 (D) Florence Sub #18 then #1 | 135600 | Post Insulators: 4272000000 | 9818325 | POST INSULATORS | 2004-12-01 | 2004-01-01 | 7105884131
0 | 0 | 0 | 0 | 2024-12-01 | BH Colorado Electric Oper Co | Regulated Electric (122) | X DNU # 884 (D) Florence Sub | WPC Transmission Line # 884 (D) Florence Sub #18 then #1 | 135600 | Suspension Insulators: 4273000000 | 9863915 | SUSPENSION INSULATORS | 1998-09-29 | 1998-01-01 | 10000340
0 | 0 | 0 | 0 | 2024-12-01 | BH Colorado Electric Oper Co | Regulated Electric (122) | X DNU # 890 (D) Can Plant | WPC Transmission Line # 890 (D) Canon Plant #457 - Can Plant | 135002 | Land Rights - Non-Depreciable: 4552XXXXXX | 9869967 | T-LIN S33 T19 R70 Land Rights | 1984-07-01 | 1984-07-01 | CPR Conversion
0 | 0 | 0 | 0 | 2024-12-01 | BH Colorado Electric Oper Co | Regulated Electric (122) | X DNU # 890 (D) Can Plant | WPC Transmission Line # 890 (D) Canon Plant #457 - Can Plant | 135002 | Land Rights - Non-Depreciable: 4552XXXXXX | 9869966 | T-LIN S28 T19 R70 Land Rights | 1984-07-01 | 1984-07-01 | CPR Conversion
0 | 0 | 0 | 0 | 2024-12-01 | BH Colorado Electric Oper Co | Regulated Electric (122) | X DNU # 890 (D) Can Plant | WPC Transmission Line # 890 (D) Canon Plant #457 - Can Plant | 135500 | Crossarm Assemblies, Wood: 7914000000 | 9802405 | CROSSARM ASSEMBLIES, WOOD | 1985-07-01 | 1985-07-01 | WCDXFER
0 | 0 | 0 | 0 | 2024-12-01 | BH Colorado Electric Oper Co | Regulated Electric (122) | X DNU # 890 (D) Can Plant | WPC Transmission Line # 890 (D) Canon Plant #457 - Can Plant | 135500 | Crossarm Assemblies, Wood: 7914000000 | 9802462 | CROSSARM ASSEMBLIES, WOOD | 1985-07-01 | 1985-07-01 | WCDXFER
0 | 0 | 0 | 0 | 2024-12-01 | BH Colorado Electric Oper Co | Regulated Electric (122) | X DNU # 890 (D) Can Plant | WPC Transmission Line # 890 (D) Canon Plant #457 - Can Plant | 135500 | Crossarm Assemblies, Wood: 7914000000 | 9802404 | CROSSARM ASSEMBLIES, WOOD | 1984-07-01 | 1984-07-01 | WCDXFER
0 | 0 | 0 | 0 | 2024-12-01 | BH Colorado Electric Oper Co | Regulated Electric (122) | X DNU # 890 (D) Can Plant | WPC Transmission Line # 890 (D) Canon Plant #457 - Can Plant | 135500 | Crossarm Assemblies, Wood: 7914000000 | 9802836 | CROSSARM ASSEMBLIES, WOOD | 1985-07-01 | 1985-07-01 | WCDXFER
0 | 0 | 0 | 0 | 2024-12-01 | BH Colorado Electric Oper Co | Regulated Electric (122) | X DNU # 890 (D) Can Plant | WPC Transmission Line # 890 (D) Canon Plant #457 - Can Plant | 135500 | Pole, Wood: 7911000000 | 9803400 | POLE, WOOD | 1985-07-01 | 1985-07-01 | WCDXFER
0 | 0 | 0 | 0 | 2024-12-01 | BH Colorado Electric Oper Co | Regulated Electric (122) | X DNU # 890 (D) Can Plant | WPC Transmission Line # 890 (D) Canon Plant #457 - Can Plant | 135500 | Pole, Wood: 7911000000 | 9804951 | POLE, WOOD | 1985-07-01 | 1985-07-01 | WCDXFER
0 | 0 | 0 | 0 | 2024-12-01 | BH Colorado Electric Oper Co | Regulated Electric (122) | X DNU # 890 (D) Can Plant | WPC Transmission Line # 890 (D) Canon Plant #457 - Can Plant | 135500 | Pole, Wood: 7911000000 | 9802943 | POLE, WOOD | 1984-07-01 | 1984-07-01 | WCDXFER
0 | 0 | 0 | 0 | 2024-12-01 | BH Colorado Electric Oper Co | Regulated Electric (122) | X DNU # 890 (D) Can Plant | WPC Transmission Line # 890 (D) Canon Plant #457 - Can Plant | 135500 | Pole, Wood: 7911000000 | 9802944 | POLE, WOOD | 1985-07-01 | 1985-07-01 | WCDXFER
0 | 0 | 0 | 0 | 2024-12-01 | BH Colorado Electric Oper Co | Regulated Electric (122) | X DNU # 890 (D) Can Plant | WPC Transmission Line # 890 (D) Canon Plant #457 - Can Plant | 135500 | Pole, Wood: 7911000000 | 9803001 | POLE, WOOD | 1985-07-01 | 1985-07-01 | WCDXFER
0 | 0 | 0 | 0 | 2024-12-01 | BH Colorado Electric Oper Co | Regulated Electric (122) | X DNU # 890 (D) Can Plant | WPC Transmission Line # 890 (D) Canon Plant #457 - Can Plant | 135500 | Wood 1 Pole 55': 7911015500 | 9974603 | WOOD 1 POLE 55' | 1984-07-01 | 1984-07-01 | CPR Conversion
0 | 0 | 0 | 0 | 2024-12-01 | BH Colorado Electric Oper Co | Regulated Electric (122) | X DNU # 890 (D) Can Plant | WPC Transmission Line # 890 (D) Canon Plant #457 - Can Plant | 135500 | Wood 1 Pole 55': 7911015500 | 9974604 | WOOD 1 POLE 55' | 1985-07-01 | 1985-07-01 | CPR Conversion
0 | 0 | 0 | 0 | 2024-12-01 | BH Colorado Electric Oper Co | Regulated Electric (122) | X DNU # 890 (D) Can Plant | WPC Transmission Line # 890 (D) Canon Plant #457 - Can Plant | 135500 | Wood 1 Pole 60': 7911016000 | 9701184 | WOOD 1 POLE 60' | 1985-07-01 | 1985-07-01 | CPR Conversion
0 | 0 | 0 | 0 | 2024-12-01 | BH Colorado Electric Oper Co | Regulated Electric (122) | X DNU # 890 (D) Can Plant | WPC Transmission Line # 890 (D) Canon Plant #457 - Can Plant | 135500 | Wood 2 Poles 60': 7911026000 | 9974606 | WOOD 2 POLES 60' | 1985-07-01 | 1985-07-01 | CPR Conversion
0 | 0 | 0 | 0 | 2024-12-01 | BH Colorado Electric Oper Co | Regulated Electric (122) | X DNU # 890 (D) Can Plant | WPC Transmission Line # 890 (D) Canon Plant #457 - Can Plant | 135500 | Wood 3 Poles 60': 7911046000 | 9974605 | WOOD 3 POLES 60' | 1985-07-01 | 1985-07-01 | CPR Conversion
0 | 0 | 0 | 0 | 2024-12-01 | BH Colorado Electric Oper Co | Regulated Electric (122) | X DNU # 890 (D) Can Plant | WPC Transmission Line # 890 (D) Canon Plant #457 - Can Plant | 135600 | Conductor, Oh: 1681000000 | 9974601 | TRANSMISSION LINES-CONDUCTOR | 1987-07-01 | 1987-07-01 | CPR Conversion
0 | 0 | 0 | 0 | 2024-12-01 | BH Colorado Electric Oper Co | Regulated Electric (122) | X DNU # 890 (D) Can Plant | WPC Transmission Line # 890 (D) Canon Plant #457 - Can Plant | 135600 | Conductor, Oh: 1681000000 | 9974602 | CONDUCTOR, OVERHEAD | 1984-07-01 | 1984-07-01 | CPR Conversion
0 | 0 | 0 | 0 | 2024-12-01 | BH Colorado Electric Oper Co | Regulated Electric (122) | X DNU # 890 (D) Can Plant | WPC Transmission Line # 890 (D) Canon Plant #457 - Can Plant | 135600 | Conductor, Oh: 1681000000 | 9709883 | TRANSMISSION LINES-CONDUCTOR | 1985-07-01 | 1985-07-01 | CPR Conversion
0 | 0 | 0 | 0 | 2024-12-01 | BH Colorado Electric Oper Co | Regulated Electric (122) | X DNU # 890 (D) Can Plant | WPC Transmission Line # 890 (D) Canon Plant #457 - Can Plant | 135600 | Static Wire (Transmission Lines): 1682000000 | 9706639 | STATIC WIRE (TRANSMISSION LINES) | 1984-07-01 | 1984-07-01 | CPR Conversion
0 | 0 | 0 | 0 | 2024-12-01 | BH Colorado Electric Oper Co | Regulated Electric (122) | X DNU # 890 (D) Can Plant | WPC Transmission Line # 890 (D) Canon Plant #457 - Can Plant | 135600 | Static Wire (Transmission Lines): 1682000000 | 9724163 | STATIC WIRE (TRANSMISSION LINE | 1985-07-01 | 1985-07-01 | CPR Conversion
0 | 0 | 0 | 0 | 2024-12-01 | BH Colorado Electric Oper Co | Regulated Electric (122) | X DNU # 890 (D) Can Plant | WPC Transmission Line # 890 (D) Canon Plant #457 - Can Plant | 135600 | Telemeter Eq - Transmit/Receive: 8192060000 | 9974600 | TELEMETER EQ-TRANSMIT/RECEIVE COMBO | 1988-07-01 | 1988-07-01 | CPR Conversion
0 | 0 | 0 | 0 | 2024-12-01 | BH Colorado Electric Oper Co | Regulated Electric (122) | X DNU # 894 (D) Canon City-S | WPC Transmission Line # 894 (D) Canon City- S Canon | 135300 | Conductor, Oh Copper Bare 4: 1683030000 | 11488790 | Conductor, Oh Copper Bare 4 | 2011-12-30 | 2012-01-01 | 60018077
0 | 0 | 0 | 0 | 2024-12-01 | BH Colorado Electric Oper Co | Regulated Electric (122) | X DNU # 894 (D) Canon City-S | WPC Transmission Line # 894 (D) Canon City- S Canon | 135300 | Estimated Additions: 0010000000 | 11313958 | Electric Transmission OH Replace 69kv : ETOR69 BLACK HILLS ENERGY CANON CITY TO WESTCLIFFE 69KV FREMONT COUNTY RURA | 2011-12-30 | 2012-03-01 | 60018077
0 | 0 | 0 | 0 | 2024-12-01 | BH Colorado Electric Oper Co | Regulated Electric (122) | X DNU # 894 (D) Canon City-S | WPC Transmission Line # 894 (D) Canon City- S Canon | 135300 | Estimated Additions: 0010000000 | 11485185 | Electric Transmission OH Replace 69kv-ST : ETOR69 BLACK HILLS ENERGY COTTER MILL TAP- SKINNER SUB, 69KV CANON CITY | 2012-03-06 | 2012-06-01 | 60018669
0 | 0 | 0 | 0 | 2024-12-01 | BH Colorado Electric Oper Co | Regulated Electric (122) | X DNU # 894 (D) Canon City-S | WPC Transmission Line # 894 (D) Canon City- S Canon | 135300 | Estimated Additions: 0010000000 | 11849008 | Electric Transmission OH Replace 69kv-ST : ETOR69 BLACK HILLS ENERGY COTTER MILL TAP- SKINNER SUB, 69KV CANON CITY | 2012-03-06 | 2013-04-01 | 60018669
0 | 0 | 0 | 0 | 2024-12-01 | BH Colorado Electric Oper Co | Regulated Electric (122) | X DNU # 894 (D) Canon City-S | WPC Transmission Line # 894 (D) Canon City- S Canon | 135300 | Pole, Wood, 50': 6161500000 | 11451903 | Pole, Wood, 50' | 2012-06-01 | 2012-01-01 | 7105894131
0 | 0 | 0 | 0 | 2024-12-01 | BH Colorado Electric Oper Co | Regulated Electric (122) | X DNU # 894 (D) Canon City-S | WPC Transmission Line # 894 (D) Canon City- S Canon | 135300 | Suspension Insulators: 4273000000 | 11488800 | Suspension Insulators | 2011-12-30 | 2012-01-01 | 60018077
0 | 0 | 0 | 0 | 2024-12-01 | BH Colorado Electric Oper Co | Regulated Electric (122) | X DNU # 894 (D) Canon City-S | WPC Transmission Line # 894 (D) Canon City- S Canon | 135500 | Anchors: 0140000000 | 9818174 | ANCHORS | 2004-11-01 | 2004-01-01 | 7105894131
0 | 0 | 0 | 0 | 2024-12-01 | BH Colorado Electric Oper Co | Regulated Electric (122) | X DNU # 894 (D) Canon City-S | WPC Transmission Line # 894 (D) Canon City- S Canon | 135500 | Anchors: 0140000000 | 10909506 | Anchors | 2011-06-01 | 2011-01-01 | 7105894131
0 | 0 | 0 | 0 | 2024-12-01 | BH Colorado Electric Oper Co | Regulated Electric (122) | X DNU # 894 (D) Canon City-S | WPC Transmission Line # 894 (D) Canon City- S Canon | 135500 | Anchors: 0140000000 | 9737859 | ANCHORS | 2008-06-01 | 2008-01-01 | 7105894131
0 | 0 | 0 | 0 | 2024-12-01 | BH Colorado Electric Oper Co | Regulated Electric (122) | X DNU # 894 (D) Canon City-S | WPC Transmission Line # 894 (D) Canon City- S Canon | 135500 | Crossarm Assemblies, Wood: 7914000000 | 10909519 | Crossarm Assemblies, Wood | 2011-06-01 | 2011-01-01 | 7105894131
0 | 0 | 0 | 0 | 2024-12-01 | BH Colorado Electric Oper Co | Regulated Electric (122) | X DNU # 894 (D) Canon City-S | WPC Transmission Line # 894 (D) Canon City- S Canon | 135500 | Crossarm Assemblies, Wood: 7914000000 | 9819614 | CROSSARM ASSEMBLIES, WOOD | 2005-07-01 | 2005-01-01 | 7105894131
0 | 0 | 0 | 0 | 2024-12-01 | BH Colorado Electric Oper Co | Regulated Electric (122) | X DNU # 894 (D) Canon City-S | WPC Transmission Line # 894 (D) Canon City- S Canon | 135500 | Crossarm, Wood: 2451000000 | 11262320 | Crossarm, Wood | 2012-02-01 | 2012-01-01 | 7105894131
0 | 0 | 0 | 0 | 2024-12-01 | BH Colorado Electric Oper Co | Regulated Electric (122) | X DNU # 894 (D) Canon City-S | WPC Transmission Line # 894 (D) Canon City- S Canon | 135500 | Crossarm, Wood: 2451000000 | 11488797 | Crossarm, Wood | 2011-12-30 | 2012-01-01 | 60018077
0 | 0 | 0 | 0 | 2024-12-01 | BH Colorado Electric Oper Co | Regulated Electric (122) | X DNU # 894 (D) Canon City-S | WPC Transmission Line # 894 (D) Canon City- S Canon | 135500 | Crossarm, Wood: 2451000000 | 11582839 | Crossarm, Wood | 2012-03-03 | 2012-01-01 | 60018668
0 | 0 | 0 | 0 | 2024-12-01 | BH Colorado Electric Oper Co | Regulated Electric (122) | X DNU # 894 (D) Canon City-S | WPC Transmission Line # 894 (D) Canon City- S Canon | 135500 | Estimated Additions: 0010000000 | 11313955 | Electric Transmission OH Replace 69kv : ETOR69 BLACK HILLS ENERGY CANON CITY TO WESTCLIFFE 69KV FREMONT COUNTY RURA | 2011-12-30 | 2012-03-01 | 60018077
0 | 0 | 0 | 0 | 2024-12-01 | BH Colorado Electric Oper Co | Regulated Electric (122) | X DNU # 894 (D) Canon City-S | WPC Transmission Line # 894 (D) Canon City- S Canon | 135500 | Estimated Additions: 0010000000 | 11485182 | Electric Transmission OH Replace 69kv-ST : ETOR69 BLACK HILLS ENERGY COTTER MILL TAP- SKINNER SUB, 69KV CANON CITY | 2012-03-06 | 2012-06-01 | 60018669
0 | 0 | 0 | 0 | 2024-12-01 | BH Colorado Electric Oper Co | Regulated Electric (122) | X DNU # 894 (D) Canon City-S | WPC Transmission Line # 894 (D) Canon City- S Canon | 135500 | Estimated Additions: 0010000000 | 11485188 | Electric Transmission OH Replace 69kv-ST : ETOR69 BLACK HILLS ENERGY COTTER MILL TAP- SKINNER SUB, 69KV CANON CITY | 2012-03-16 | 2012-06-01 | 60018670
0 | 0 | 0 | 0 | 2024-12-01 | BH Colorado Electric Oper Co | Regulated Electric (122) | X DNU # 894 (D) Canon City-S | WPC Transmission Line # 894 (D) Canon City- S Canon | 135500 | Estimated Additions: 0010000000 | 10638209 | S Canon - Cotter -Skinner | 2011-01-01 | 2011-01-01 | 7105894131
0 | 0 | 0 | 0 | 2024-12-01 | BH Colorado Electric Oper Co | Regulated Electric (122) | X DNU # 894 (D) Canon City-S | WPC Transmission Line # 894 (D) Canon City- S Canon | 135500 | Estimated Additions: 0010000000 | 11849005 | Electric Transmission OH Replace 69kv-ST : ETOR69 BLACK HILLS ENERGY COTTER MILL TAP- SKINNER SUB, 69KV CANON CITY | 2012-03-06 | 2013-04-01 | 60018669
0 | 0 | 0 | 0 | 2024-12-01 | BH Colorado Electric Oper Co | Regulated Electric (122) | X DNU # 894 (D) Canon City-S | WPC Transmission Line # 894 (D) Canon City- S Canon | 135500 | Estimated Additions: 0010000000 | 11485079 | Electric Transmission OH Replace 69kv-ST : ETOR69 BLACK HILLS ENERGY COTTER MILL TAP- SKINNER SUB, 69KV CANON CITY | 2012-03-03 | 2012-06-01 | 60018668
0 | 0 | 0 | 0 | 2024-12-01 | BH Colorado Electric Oper Co | Regulated Electric (122) | X DNU # 894 (D) Canon City-S | WPC Transmission Line # 894 (D) Canon City- S Canon | 135500 | Guys: 4060000000 | 9818173 | GUYS | 2004-11-01 | 2004-01-01 | 7105894131
0 | 0 | 0 | 0 | 2024-12-01 | BH Colorado Electric Oper Co | Regulated Electric (122) | X DNU # 894 (D) Canon City-S | WPC Transmission Line # 894 (D) Canon City- S Canon | 135500 | Guys: 4060000000 | 11582842 | Guys | 2012-03-03 | 2012-01-01 | 60018668
0 | 0 | 0 | 0 | 2024-12-01 | BH Colorado Electric Oper Co | Regulated Electric (122) | X DNU # 894 (D) Canon City-S | WPC Transmission Line # 894 (D) Canon City- S Canon | 135500 | Pole, Wood, 50': 6161500000 | 10909516 | Pole, Wood, 50' | 2011-06-01 | 2011-01-01 | 7105894131
0 | 0 | 0 | 0 | 2024-12-01 | BH Colorado Electric Oper Co | Regulated Electric (122) | X DNU # 894 (D) Canon City-S | WPC Transmission Line # 894 (D) Canon City- S Canon | 135500 | Pole, Wood, 55': 6161550000 | 11488803 | Pole, Wood, 55' | 2011-12-30 | 2012-01-01 | 60018077
0 | 0 | 0 | 0 | 2024-12-01 | BH Colorado Electric Oper Co | Regulated Electric (122) | X DNU # 894 (D) Canon City-S | WPC Transmission Line # 894 (D) Canon City- S Canon | 135500 | Pole, Wood, 60': 6161600000 | 11488806 | Pole, Wood, 60' | 2011-12-30 | 2012-01-01 | 60018077
0 | 0 | 0 | 0 | 2024-12-01 | BH Colorado Electric Oper Co | Regulated Electric (122) | X DNU # 894 (D) Canon City-S | WPC Transmission Line # 894 (D) Canon City- S Canon | 135500 | Pole, Wood, 65' Or Greater: 6161650000 | 11488809 | Pole, Wood, 65' Or Greater | 2011-12-30 | 2012-01-01 | 60018077
0 | 0 | 0 | 0 | 2024-12-01 | BH Colorado Electric Oper Co | Regulated Electric (122) | X DNU # 894 (D) Canon City-S | WPC Transmission Line # 894 (D) Canon City- S Canon | 135500 | Pole, Wood, 65' Or Greater: 6161650000 | 11582848 | Pole, Wood, 65' Or Greater | 2012-03-03 | 2012-01-01 | 60018668
0 | 0 | 0 | 0 | 2024-12-01 | BH Colorado Electric Oper Co | Regulated Electric (122) | X DNU # 894 (D) Canon City-S | WPC Transmission Line # 894 (D) Canon City- S Canon | 135500 | Pole, Wood: 7911000000 | 9737858 | POLE, WOOD | 2008-06-01 | 2008-01-01 | 7105894131
0 | 0 | 0 | 0 | 2024-12-01 | BH Colorado Electric Oper Co | Regulated Electric (122) | X DNU # 894 (D) Canon City-S | WPC Transmission Line # 894 (D) Canon City- S Canon | 135500 | Pole, Wood: 7911000000 | 11028409 | Pole, Wood | 2011-09-01 | 2011-01-01 | 7105894131
0 | 0 | 0 | 0 | 2024-12-01 | BH Colorado Electric Oper Co | Regulated Electric (122) | X DNU # 894 (D) Canon City-S | WPC Transmission Line # 894 (D) Canon City- S Canon | 135500 | Pole, Wood: 7911000000 | 10500607 | Pole, Wood | 2010-10-01 | 2010-10-01 | 7105894131
0 | 0 | 0 | 0 | 2024-12-01 | BH Colorado Electric Oper Co | Regulated Electric (122) | X DNU # 894 (D) Canon City-S | WPC Transmission Line # 894 (D) Canon City- S Canon | 135500 | Pole, Wood: 7911000000 | 9744594 | POLE, WOOD | 2007-07-01 | 2007-01-01 | 7105894131
0 | 0 | 0 | 0 | 2024-12-01 | BH Colorado Electric Oper Co | Regulated Electric (122) | X DNU # 894 (D) Canon City-S | WPC Transmission Line # 894 (D) Canon City- S Canon | 135500 | Pole, Wood: 7911000000 | 9801432 | POLE, WOOD | 2001-02-01 | 2001-01-01 | 7105894131
0 | 0 | 0 | 0 | 2024-12-01 | BH Colorado Electric Oper Co | Regulated Electric (122) | X DNU # 894 (D) Canon City-S | WPC Transmission Line # 894 (D) Canon City- S Canon | 135600 | Conductor, Oh Copper Bare 4: 1683030000 | 11582832 | Conductor, Oh Copper Bare 4 | 2012-03-03 | 2012-01-01 | 60018668
0 | 0 | 0 | 0 | 2024-12-01 | BH Colorado Electric Oper Co | Regulated Electric (122) | X DNU # 894 (D) Canon City-S | WPC Transmission Line # 894 (D) Canon City- S Canon | 135600 | Estimated Additions: 0010000000 | 10638212 | S Canon - Cotter -Skinner | 2011-01-01 | 2011-01-01 | 7105894131
0 | 0 | 0 | 0 | 2024-12-01 | BH Colorado Electric Oper Co | Regulated Electric (122) | X DNU # 894 (D) Canon City-S | WPC Transmission Line # 894 (D) Canon City- S Canon | 135600 | Estimated Additions: 0010000000 | 11485191 | Electric Transmission OH Replace 69kv-ST : ETOR69 BLACK HILLS ENERGY COTTER MILL TAP- SKINNER SUB, 69KV CANON CITY | 2012-03-16 | 2012-06-01 | 60018670
0 | 0 | 0 | 0 | 2024-12-01 | BH Colorado Electric Oper Co | Regulated Electric (122) | X DNU # 894 (D) Canon City-S | WPC Transmission Line # 894 (D) Canon City- S Canon | 135600 | Estimated Additions: 0010000000 | 11485082 | Electric Transmission OH Replace 69kv-ST : ETOR69 BLACK HILLS ENERGY COTTER MILL TAP- SKINNER SUB, 69KV CANON CITY | 2012-03-03 | 2012-06-01 | 60018668
0 | 0 | 0 | 0 | 2024-12-01 | BH Colorado Electric Oper Co | Regulated Electric (122) | X DNU # 894 (D) Canon City-S | WPC Transmission Line # 894 (D) Canon City- S Canon | 135600 | Insulators-Post- 115kv: 4272115000 | 11582851 | Insulators-Post- 115kv | 2012-03-03 | 2012-01-01 | 60018668
0 | 0 | 0 | 0 | 2024-12-01 | BH Colorado Electric Oper Co | Regulated Electric (122) | X DNU # 894 (D) Canon City-S | WPC Transmission Line # 894 (D) Canon City- S Canon | 135600 | Post Insulators: 4272000000 | 9744595 | POST INSULATORS | 2007-07-01 | 2007-01-01 | 7105894131
0 | 0 | 0 | 0 | 2024-12-01 | BH Colorado Electric Oper Co | Regulated Electric (122) | X DNU # 894 (D) Canon City-S | WPC Transmission Line # 894 (D) Canon City- S Canon | 135600 | Suspension Insulators: 4273000000 | 9819615 | SUSPENSION INSULATORS | 2005-07-01 | 2005-01-01 | 7105894131
0 | 0 | 0 | 0 | 2024-12-01 | BH Colorado Electric Oper Co | Regulated Electric (122) | X DNU # 894 (D) Canon City-S | WPC Transmission Line # 894 (D) Canon City- S Canon | 135600 | Suspension Insulators: 4273000000 | 10909513 | Suspension Insulators | 2011-06-01 | 2011-01-01 | 7105894131
0 | 0 | 0 | 0 | 2024-12-01 | BH Colorado Electric Oper Co | Regulated Electric (122) | X DNU # 894 (D) Canon City-S | WPC Transmission Line # 894 (D) Canon City- S Canon | 135600 | Suspension Insulators: 4273000000 | 11582845 | Suspension Insulators | 2012-03-03 | 2012-01-01 | 60018668
0 | 0 | 0 | 0 | 2024-12-01 | BH Colorado Electric Oper Co | Regulated Electric (122) | X DNU # 894 (D) Canon City-S | WPC Transmission Line # 894 (D) Canon City- S Canon | 135600 | Suspension Insulators: 4273000000 | 9816582 | SUSPENSION INSULATORS | 2004-02-01 | 2004-01-01 | 7105894131
0 | 0 | 0 | 0 | 2024-12-01 | BH Colorado Electric Oper Co | Regulated Electric (122) | X DNU #240 (T) Boone Sub | WPC Transmission Line # 240 (T) Boone - LaJunta | 135001 | Land: 4481XXXXXX | 9810014 | LAND | 2001-11-15 | 2001-11-01 | 23558250
0 | 0 | 0 | 0 | 2024-12-01 | BH Colorado Electric Oper Co | Regulated Electric (122) | X DNU #240 (T) Boone Sub | WPC Transmission Line # 240 (T) Boone - LaJunta | 135300 | Estimated Additions: 0010000000 | 11909746 | LUJUANTA RIVER CROSSING FOUR POLE STRUCTURE THAT NEEDS CHANGING | 2013-05-03 | 2013-06-01 | 10047895
0 | 0 | 0 | 0 | 2024-12-01 | BH Colorado Electric Oper Co | Regulated Electric (122) | X DNU #240 (T) Boone Sub | WPC Transmission Line # 240 (T) Boone - LaJunta | 135300 | Estimated Additions: 0010000000 | 12575520 | WORK ORDER IS TO REPLACE TEN 26' CROSS ARMS ON LINE 240 THAT WERE IDENTIFIED AS P-1 DURING OUR 2014 LINE PATROL | 2014-07-01 | 2014-07-01 | 10050225
0 | 0 | 0 | 0 | 2024-12-01 | BH Colorado Electric Oper Co | Regulated Electric (122) | X DNU #240 (T) Boone Sub | WPC Transmission Line # 240 (T) Boone - LaJunta | 135300 | Estimated Additions: 0010000000 | 14696765 | ground line inspection 2016 | 2016-04-04 | 2016-04-01 | 10054490
0 | 0 | 0 | 0 | 2024-12-01 | BH Colorado Electric Oper Co | Regulated Electric (122) | X DNU #240 (T) Boone Sub | WPC Transmission Line # 240 (T) Boone - LaJunta | 135300 | Estimated Additions: 0010000000 | 13429161 | Boone-La Junta 115 kV structure rep | 2015-05-12 | 2015-07-01 | 10051152
0 | 0 | 0 | 0 | 2024-12-01 | BH Colorado Electric Oper Co | Regulated Electric (122) | X DNU #240 (T) Boone Sub | WPC Transmission Line # 240 (T) Boone - LaJunta | 135300 | Wood 1 Pole 60': 7911016000 | 13616987 | Wood 1 Pole 60 | 2015-05-12 | 2015-07-01 | 10051152
0 | 0 | 0 | 0 | 2024-12-01 | BH Colorado Electric Oper Co | Regulated Electric (122) | X DNU #240 (T) Boone Sub | WPC Transmission Line # 240 (T) Boone - LaJunta | 135300 | Wood 1 Pole 65': 7911016500 | 13617061 | Wood 1 Pole 65 | 2015-05-12 | 2015-07-01 | 10051152
0 | 0 | 0 | 0 | 2024-12-01 | BH Colorado Electric Oper Co | Regulated Electric (122) | X DNU #240 (T) Boone Sub | WPC Transmission Line # 240 (T) Boone - LaJunta | 135300 | Wood 1 Pole 65': 7911016500 | 13617058 | Wood 1 Pole 65' | 2015-05-12 | 2015-07-01 | 10051152
0 | 0 | 0 | 0 | 2024-12-01 | BH Colorado Electric Oper Co | Regulated Electric (122) | X DNU #240 (T) Boone Sub | WPC Transmission Line # 240 (T) Boone - LaJunta | 135300 | Wood 1 Pole 65': 7911016500 | 13617067 | Wood 1 Pole 65 | 2015-05-12 | 2015-07-01 | 10051152
0 | 0 | 0 | 0 | 2024-12-01 | BH Colorado Electric Oper Co | Regulated Electric (122) | X DNU #240 (T) Boone Sub | WPC Transmission Line # 240 (T) Boone - LaJunta | 135300 | Wood 1 Pole 65': 7911016500 | 13617013 | Wood 1 Pole 65 | 2015-05-12 | 2015-07-01 | 10051152
0 | 0 | 0 | 0 | 2024-12-01 | BH Colorado Electric Oper Co | Regulated Electric (122) | X DNU #240 (T) Boone Sub | WPC Transmission Line # 240 (T) Boone - LaJunta | 135300 | Wood 1 Pole 65': 7911016500 | 13617028 | Wood 1 Pole 65' | 2015-05-12 | 2015-07-01 | 10051152
0 | 0 | 0 | 0 | 2024-12-01 | BH Colorado Electric Oper Co | Regulated Electric (122) | X DNU #240 (T) Boone Sub | WPC Transmission Line # 240 (T) Boone - LaJunta | 135300 | Wood 1 Pole 65': 7911016500 | 13617037 | Wood 1 Pole 65 | 2015-05-12 | 2015-07-01 | 10051152
0 | 0 | 0 | 0 | 2024-12-01 | BH Colorado Electric Oper Co | Regulated Electric (122) | X DNU #240 (T) Boone Sub | WPC Transmission Line # 240 (T) Boone - LaJunta | 135300 | Wood 1 Pole 65': 7911016500 | 13617052 | Wood 1 Pole 65' | 2015-05-12 | 2015-07-01 | 10051152
0 | 0 | 0 | 0 | 2024-12-01 | BH Colorado Electric Oper Co | Regulated Electric (122) | X DNU #240 (T) Boone Sub | WPC Transmission Line # 240 (T) Boone - LaJunta | 135300 | Wood 1 Pole 65': 7911016500 | 13616998 | Wood 1 Pole 65 | 2015-05-12 | 2015-07-01 | 10051152
0 | 0 | 0 | 0 | 2024-12-01 | BH Colorado Electric Oper Co | Regulated Electric (122) | X DNU #240 (T) Boone Sub | WPC Transmission Line # 240 (T) Boone - LaJunta | 135300 | Wood 1 Pole 65': 7911016500 | 13617001 | Wood 1 Pole 65 | 2015-05-12 | 2015-07-01 | 10051152
0 | 0 | 0 | 0 | 2024-12-01 | BH Colorado Electric Oper Co | Regulated Electric (122) | X DNU #240 (T) Boone Sub | WPC Transmission Line # 240 (T) Boone - LaJunta | 135300 | Wood 1 Pole 65': 7911016500 | 13617016 | Wood 1 Pole 65 | 2015-05-12 | 2015-07-01 | 10051152
0 | 0 | 0 | 0 | 2024-12-01 | BH Colorado Electric Oper Co | Regulated Electric (122) | X DNU #240 (T) Boone Sub | WPC Transmission Line # 240 (T) Boone - LaJunta | 135300 | Wood 1 Pole 65': 7911016500 | 13616992 | Wood 1 Pole 65 | 2015-05-12 | 2015-07-01 | 10051152
0 | 0 | 0 | 0 | 2024-12-01 | BH Colorado Electric Oper Co | Regulated Electric (122) | X DNU #240 (T) Boone Sub | WPC Transmission Line # 240 (T) Boone - LaJunta | 135300 | Wood 1 Pole 65': 7911016500 | 13617019 | Wood 1 Pole 65 | 2015-05-12 | 2015-07-01 | 10051152
0 | 0 | 0 | 0 | 2024-12-01 | BH Colorado Electric Oper Co | Regulated Electric (122) | X DNU #240 (T) Boone Sub | WPC Transmission Line # 240 (T) Boone - LaJunta | 135300 | Wood 1 Pole 65': 7911016500 | 13617022 | Wood 1 Pole 65' | 2015-05-12 | 2015-07-01 | 10051152
0 | 0 | 0 | 0 | 2024-12-01 | BH Colorado Electric Oper Co | Regulated Electric (122) | X DNU #240 (T) Boone Sub | WPC Transmission Line # 240 (T) Boone - LaJunta | 135300 | Wood 1 Pole 65': 7911016500 | 13617025 | Wood 1 Pole 65 | 2015-05-12 | 2015-07-01 | 10051152
0 | 0 | 0 | 0 | 2024-12-01 | BH Colorado Electric Oper Co | Regulated Electric (122) | X DNU #240 (T) Boone Sub | WPC Transmission Line # 240 (T) Boone - LaJunta | 135300 | Wood 1 Pole 65': 7911016500 | 13617043 | Wood 1 Pole 65 | 2015-05-12 | 2015-07-01 | 10051152
0 | 0 | 0 | 0 | 2024-12-01 | BH Colorado Electric Oper Co | Regulated Electric (122) | X DNU #240 (T) Boone Sub | WPC Transmission Line # 240 (T) Boone - LaJunta | 135300 | Wood 1 Pole 65': 7911016500 | 13617046 | Wood 1 Pole 65 | 2015-05-12 | 2015-07-01 | 10051152
0 | 0 | 0 | 0 | 2024-12-01 | BH Colorado Electric Oper Co | Regulated Electric (122) | X DNU #240 (T) Boone Sub | WPC Transmission Line # 240 (T) Boone - LaJunta | 135300 | Wood 1 Pole 65': 7911016500 | 13617034 | Wood 1 Pole 65' | 2015-05-12 | 2015-07-01 | 10051152
0 | 0 | 0 | 0 | 2024-12-01 | BH Colorado Electric Oper Co | Regulated Electric (122) | X DNU #240 (T) Boone Sub | WPC Transmission Line # 240 (T) Boone - LaJunta | 135300 | Wood 1 Pole 65': 7911016500 | 13617010 | Wood 1 Pole 65 | 2015-05-12 | 2015-07-01 | 10051152
0 | 0 | 0 | 0 | 2024-12-01 | BH Colorado Electric Oper Co | Regulated Electric (122) | X DNU #240 (T) Boone Sub | WPC Transmission Line # 240 (T) Boone - LaJunta | 135300 | Wood 1 Pole 65': 7911016500 | 13617049 | Wood 1 Pole 65 | 2015-05-12 | 2015-07-01 | 10051152
0 | 0 | 0 | 0 | 2024-12-01 | BH Colorado Electric Oper Co | Regulated Electric (122) | X DNU #240 (T) Boone Sub | WPC Transmission Line # 240 (T) Boone - LaJunta | 135300 | Wood 1 Pole 65': 7911016500 | 13617055 | Wood 1 Pole 65' | 2015-05-12 | 2015-07-01 | 10051152
0 | 0 | 0 | 0 | 2024-12-01 | BH Colorado Electric Oper Co | Regulated Electric (122) | X DNU #240 (T) Boone Sub | WPC Transmission Line # 240 (T) Boone - LaJunta | 135300 | Wood 1 Pole 65': 7911016500 | 13616995 | Wood 1 Pole 65 | 2015-05-12 | 2015-07-01 | 10051152
0 | 0 | 0 | 0 | 2024-12-01 | BH Colorado Electric Oper Co | Regulated Electric (122) | X DNU #240 (T) Boone Sub | WPC Transmission Line # 240 (T) Boone - LaJunta | 135300 | Wood 1 Pole 65': 7911016500 | 13617007 | Wood 1 Pole 65 | 2015-05-12 | 2015-07-01 | 10051152
0 | 0 | 0 | 0 | 2024-12-01 | BH Colorado Electric Oper Co | Regulated Electric (122) | X DNU #240 (T) Boone Sub | WPC Transmission Line # 240 (T) Boone - LaJunta | 135300 | Wood 1 Pole 65': 7911016500 | 13617004 | Wood 1 Pole 65' | 2015-05-12 | 2015-07-01 | 10051152
0 | 0 | 0 | 0 | 2024-12-01 | BH Colorado Electric Oper Co | Regulated Electric (122) | X DNU #240 (T) Boone Sub | WPC Transmission Line # 240 (T) Boone - LaJunta | 135300 | Wood 1 Pole 65': 7911016500 | 13617031 | Wood 1 Pole 65 | 2015-05-12 | 2015-07-01 | 10051152
0 | 0 | 0 | 0 | 2024-12-01 | BH Colorado Electric Oper Co | Regulated Electric (122) | X DNU #240 (T) Boone Sub | WPC Transmission Line # 240 (T) Boone - LaJunta | 135300 | Wood 1 Pole 65': 7911016500 | 13617040 | Wood 1 Pole 65 | 2015-05-12 | 2015-07-01 | 10051152
0 | 0 | 0 | 0 | 2024-12-01 | BH Colorado Electric Oper Co | Regulated Electric (122) | X DNU #240 (T) Boone Sub | WPC Transmission Line # 240 (T) Boone - LaJunta | 135300 | Wood 1 Pole 65': 7911016500 | 13617064 | Wood 1 Pole 65 | 2015-05-12 | 2015-07-01 | 10051152
0 | 0 | 0 | 0 | 2024-12-01 | BH Colorado Electric Oper Co | Regulated Electric (122) | X DNU #240 (T) Boone Sub | WPC Transmission Line # 240 (T) Boone - LaJunta | 135300 | Wood 1 Pole 70': 7911017000 | 13617070 | Wood 1 Pole 70' | 2015-05-12 | 2015-07-01 | 10051152
0 | 0 | 0 | 0 | 2024-12-01 | BH Colorado Electric Oper Co | Regulated Electric (122) | X DNU #240 (T) Boone Sub | WPC Transmission Line # 240 (T) Boone - LaJunta | 135300 | Wood 1 Pole 75': 7911017500 | 13617079 | Wood 1 Pole 75' | 2015-05-12 | 2015-07-01 | 10051152
0 | 0 | 0 | 0 | 2024-12-01 | BH Colorado Electric Oper Co | Regulated Electric (122) | X DNU #240 (T) Boone Sub | WPC Transmission Line # 240 (T) Boone - LaJunta | 135300 | Wood 1 Pole 75': 7911017500 | 13617073 | Wood 1 Pole 75' | 2015-05-12 | 2015-07-01 | 10051152
0 | 0 | 0 | 0 | 2024-12-01 | BH Colorado Electric Oper Co | Regulated Electric (122) | X DNU #240 (T) Boone Sub | WPC Transmission Line # 240 (T) Boone - LaJunta | 135300 | Wood 1 Pole 75': 7911017500 | 13617082 | Wood 1 Pole 75' | 2015-05-12 | 2015-07-01 | 10051152
0 | 0 | 0 | 0 | 2024-12-01 | BH Colorado Electric Oper Co | Regulated Electric (122) | X DNU #240 (T) Boone Sub | WPC Transmission Line # 240 (T) Boone - LaJunta | 135300 | Wood 1 Pole 75': 7911017500 | 13617076 | Wood 1 Pole 75' | 2015-05-12 | 2015-07-01 | 10051152
0 | 0 | 0 | 0 | 2024-12-01 | BH Colorado Electric Oper Co | Regulated Electric (122) | X DNU #240 (T) Boone Sub | WPC Transmission Line # 240 (T) Boone - LaJunta | 135300 | Wood 1 Pole 75': 7911017500 | 13617085 | Wood 1 Pole 75' | 2015-05-12 | 2015-07-01 | 10051152
0 | 0 | 0 | 0 | 2024-12-01 | BH Colorado Electric Oper Co | Regulated Electric (122) | X DNU #240 (T) Boone Sub | WPC Transmission Line # 240 (T) Boone - LaJunta | 135500 | Anchors: 0140000000 | 9809988 | ANCHORS | 2001-11-15 | 2002-01-01 | 23558250
0 | 0 | 0 | 0 | 2024-12-01 | BH Colorado Electric Oper Co | Regulated Electric (122) | X DNU #240 (T) Boone Sub | WPC Transmission Line # 240 (T) Boone - LaJunta | 135500 | Crossarm Assemblies, Other: 7916000000 | 20954289 | X-Brace | 2016-04-04 | 2016-07-01 | 10054488
0 | 0 | 0 | 0 | 2024-12-01 | BH Colorado Electric Oper Co | Regulated Electric (122) | X DNU #240 (T) Boone Sub | WPC Transmission Line # 240 (T) Boone - LaJunta | 135500 | Crossarm Assemblies, Wood: 7914000000 | 9745167 | CROSSARM ASSEMBLIES, WOOD | 2007-06-01 | 2007-01-01 | 7105240131
0 | 0 | 0 | 0 | 2024-12-01 | BH Colorado Electric Oper Co | Regulated Electric (122) | X DNU #240 (T) Boone Sub | WPC Transmission Line # 240 (T) Boone - LaJunta | 135500 | Crossarm Assemblies, Wood: 7914000000 | 9742248 | CROSSARM ASSEMBLIES, WOOD | 2006-12-12 | 2006-01-01 | 10023600
0 | 0 | 0 | 0 | 2024-12-01 | BH Colorado Electric Oper Co | Regulated Electric (122) | X DNU #240 (T) Boone Sub | WPC Transmission Line # 240 (T) Boone - LaJunta | 135500 | Crossarm Assemblies, Wood: 7914000000 | 12809569 | Crossarm Assemblies, Wood | 2014-07-01 | 2014-07-01 | 10050225
0 | 0 | 0 | 0 | 2024-12-01 | BH Colorado Electric Oper Co | Regulated Electric (122) | X DNU #240 (T) Boone Sub | WPC Transmission Line # 240 (T) Boone - LaJunta | 135500 | Crossarm Assemblies, Wood: 7914000000 | 9802861 | CROSSARM ASSEMBLIES, WOOD | 1994-07-01 | 1994-07-01 | WCDXFER
0 | 0 | 0 | 0 | 2024-12-01 | BH Colorado Electric Oper Co | Regulated Electric (122) | X DNU #240 (T) Boone Sub | WPC Transmission Line # 240 (T) Boone - LaJunta | 135500 | Crossarm Assemblies, Wood: 7914000000 | 9817566 | CROSSARM ASSEMBLIES, WOOD | 2004-07-01 | 2004-01-01 | 7105240131
0 | 0 | 0 | 0 | 2024-12-01 | BH Colorado Electric Oper Co | Regulated Electric (122) | X DNU #240 (T) Boone Sub | WPC Transmission Line # 240 (T) Boone - LaJunta | 135500 | Crossarm Assemblies, Wood: 7914000000 | 9808240 | CROSSARM ASSEMBLIES, WOOD | 2001-05-25 | 2001-01-01 | 10012889
0 | 0 | 0 | 0 | 2024-12-01 | BH Colorado Electric Oper Co | Regulated Electric (122) | X DNU #240 (T) Boone Sub | WPC Transmission Line # 240 (T) Boone - LaJunta | 135500 | Crossarm Assemblies, Wood: 7914000000 | 11451900 | Crossarm Assemblies, Wood | 2012-06-01 | 2012-06-01 | 7105240131
0 | 0 | 0 | 0 | 2024-12-01 | BH Colorado Electric Oper Co | Regulated Electric (122) | X DNU #240 (T) Boone Sub | WPC Transmission Line # 240 (T) Boone - LaJunta | 135500 | Crossarm Assemblies, Wood: 7914000000 | 12930054 | Crossarm Assemblies, Wood | 2014-07-22 | 2014-09-01 | 10050380
0 | 0 | 0 | 0 | 2024-12-01 | BH Colorado Electric Oper Co | Regulated Electric (122) | X DNU #240 (T) Boone Sub | WPC Transmission Line # 240 (T) Boone - LaJunta | 135500 | Crossarm Assemblies, Wood: 7914000000 | 9802898 | CROSSARM ASSEMBLIES, WOOD | 1999-12-02 | 2000-01-01 | WCDXFER
0 | 0 | 0 | 0 | 2024-12-01 | BH Colorado Electric Oper Co | Regulated Electric (122) | X DNU #240 (T) Boone Sub | WPC Transmission Line # 240 (T) Boone - LaJunta | 135500 | Crossarm Assemblies, Wood: 7914000000 | 10500677 | Crossarm Assemblies, Wood | 2010-10-01 | 2010-10-01 | 7105240131
0 | 0 | 0 | 0 | 2024-12-01 | BH Colorado Electric Oper Co | Regulated Electric (122) | X DNU #240 (T) Boone Sub | WPC Transmission Line # 240 (T) Boone - LaJunta | 135500 | Crossarm Assemblies, Wood: 7914000000 | 11217907 | Crossarm Assemblies, Wood | 2011-12-01 | 2011-03-01 | 7105240131
0 | 0 | 0 | 0 | 2024-12-01 | BH Colorado Electric Oper Co | Regulated Electric (122) | X DNU #240 (T) Boone Sub | WPC Transmission Line # 240 (T) Boone - LaJunta | 135500 | Crossarm Assemblies, Wood: 7914000000 | 9802753 | CROSSARM ASSEMBLIES, WOOD | 1986-07-01 | 1986-07-01 | WCDXFER
0 | 0 | 0 | 0 | 2024-12-01 | BH Colorado Electric Oper Co | Regulated Electric (122) | X DNU #240 (T) Boone Sub | WPC Transmission Line # 240 (T) Boone - LaJunta | 135500 | Crossarm, Assy: 2453000000 | 11873639 | Crossarm, Assy | 2012-04-09 | 2012-01-01 | 60018902
0 | 0 | 0 | 0 | 2024-12-01 | BH Colorado Electric Oper Co | Regulated Electric (122) | X DNU #240 (T) Boone Sub | WPC Transmission Line # 240 (T) Boone - LaJunta | 135500 | Crossarm, Assy: 2453000000 | 11984609 | Crossarm, Assy | 2013-05-01 | 2013-01-01 | 60020235
0 | 0 | 0 | 0 | 2024-12-01 | BH Colorado Electric Oper Co | Regulated Electric (122) | X DNU #240 (T) Boone Sub | WPC Transmission Line # 240 (T) Boone - LaJunta | 135500 | Crossarm, Assy: 2453000000 | 12159379 | Crossarm, Assy | 2013-08-02 | 2013-01-01 | 60020780
0 | 0 | 0 | 0 | 2024-12-01 | BH Colorado Electric Oper Co | Regulated Electric (122) | X DNU #240 (T) Boone Sub | WPC Transmission Line # 240 (T) Boone - LaJunta | 135500 | Crossarm, Wood: 2451000000 | 21330809 | Crossarm, Wood | 2018-01-15 | 2018-01-01 | 10057618
0 | 0 | 0 | 0 | 2024-12-01 | BH Colorado Electric Oper Co | Regulated Electric (122) | X DNU #240 (T) Boone Sub | WPC Transmission Line # 240 (T) Boone - LaJunta | 135500 | Estimated Additions: 0010000000 | 28862474 | This WO has been created for the portion of the Boone - La Junta rebuild occuring after the initial energization. WO 10057778 will be used for the project through May 2019. The work taking place September 2019 - January 2020 will be charged to this WO. | 2020-01-17 | 2020-01-01 | 10066038
0 | 0 | 0 | 0 | 2024-12-01 | BH Colorado Electric Oper Co | Regulated Electric (122) | X DNU #240 (T) Boone Sub | WPC Transmission Line # 240 (T) Boone - LaJunta | 135500 | Estimated Additions: 0010000000 | 9747397 | Repl 2 pole str -line 240 | 2006-12-12 | 2006-12-01 | 10024441
0 | 0 | 0 | 0 | 2024-12-01 | BH Colorado Electric Oper Co | Regulated Electric (122) | X DNU #240 (T) Boone Sub | WPC Transmission Line # 240 (T) Boone - LaJunta | 135500 | Estimated Additions: 0010000000 | 28960892 | This WO has been created for the portion of the Boone - La Junta rebuild occuring after the initial energization. WO 10057778 will be used for the project through May 2019. The work taking place September 2019 - January 2020 will be charged to this WO. | 2020-01-17 | 2020-02-01 | 10066038
0 | 0 | 0 | 0 | 2024-12-01 | BH Colorado Electric Oper Co | Regulated Electric (122) | X DNU #240 (T) Boone Sub | WPC Transmission Line # 240 (T) Boone - LaJunta | 135500 | Estimated Additions: 0010000000 | 12092626 | STR # 317 Electric Transmission Replace : ETOR115 STRUCTURE # 317 | 2013-08-02 | 2013-10-01 | 60020780
0 | 0 | 0 | 0 | 2024-12-01 | BH Colorado Electric Oper Co | Regulated Electric (122) | X DNU #240 (T) Boone Sub | WPC Transmission Line # 240 (T) Boone - LaJunta | 135500 | Estimated Additions: 0010000000 | 12716087 | STORM CAUSED 115KV STRUCTURE ON LINE 240 TO FAIL. THIS PROJECT IS TO REPLACE THE STRUCTURE | 2014-07-22 | 2014-09-01 | 10050380
0 | 0 | 0 | 0 | 2024-12-01 | BH Colorado Electric Oper Co | Regulated Electric (122) | X DNU #240 (T) Boone Sub | WPC Transmission Line # 240 (T) Boone - LaJunta | 135500 | Estimated Additions: 0010000000 | 28830290 | This is year one of a three year project to rebuild the 45.5 mile Boone to LaJunta 115kV transmission line. The rebuild has been approved by the CO PUC as ordinary course of business. | 2019-05-18 | 2020-01-01 | 10057778
0 | 0 | 0 | 0 | 2024-12-01 | BH Colorado Electric Oper Co | Regulated Electric (122) | X DNU #240 (T) Boone Sub | WPC Transmission Line # 240 (T) Boone - LaJunta | 135500 | Estimated Additions: 0010000000 | 9747431 | Repl xarm -line 240 | 2006-12-12 | 2006-12-01 | 10024439
0 | 0 | 0 | 0 | 2024-12-01 | BH Colorado Electric Oper Co | Regulated Electric (122) | X DNU #240 (T) Boone Sub | WPC Transmission Line # 240 (T) Boone - LaJunta | 135500 | Estimated Additions: 0010000000 | 14944079 | This project is to replace and repair the 115 kV lint that runs between Boone and la Junta substations | 2016-04-04 | 2016-07-01 | 10054488
0 | 0 | 0 | 0 | 2024-12-01 | BH Colorado Electric Oper Co | Regulated Electric (122) | X DNU #240 (T) Boone Sub | WPC Transmission Line # 240 (T) Boone - LaJunta | 135500 | Estimated Additions: 0010000000 | 28960886 | This is year one of a three year project to rebuild the 45.5 mile Boone to LaJunta 115kV transmission line. The rebuild has been approved by the CO PUC as ordinary course of business. | 2019-05-18 | 2020-02-01 | 10057778
0 | 0 | 0 | 0 | 2024-12-01 | BH Colorado Electric Oper Co | Regulated Electric (122) | X DNU #240 (T) Boone Sub | WPC Transmission Line # 240 (T) Boone - LaJunta | 135500 | Estimated Additions: 0010000000 | 29083374 | This is year one of a three year project to rebuild the 45.5 mile Boone to LaJunta 115kV transmission line. The rebuild has been approved by the CO PUC as ordinary course of business. | 2019-05-18 | 2020-03-01 | 10057778
0 | 0 | 0 | 0 | 2024-12-01 | BH Colorado Electric Oper Co | Regulated Electric (122) | X DNU #240 (T) Boone Sub | WPC Transmission Line # 240 (T) Boone - LaJunta | 135500 | Estimated Additions: 0010000000 | 29101012 | This is year one of a three year project to rebuild the 45.5 mile Boone to LaJunta 115kV transmission line. The rebuild has been approved by the CO PUC as ordinary course of business. | 2019-05-18 | 2020-03-01 | 10057778
0 | 0 | 0 | 0 | 2024-12-01 | BH Colorado Electric Oper Co | Regulated Electric (122) | X DNU #240 (T) Boone Sub | WPC Transmission Line # 240 (T) Boone - LaJunta | 135500 | Estimated Additions: 0010000000 | 29101018 | This WO has been created for the portion of the Boone - La Junta rebuild occuring after the initial energization. WO 10057778 will be used for the project through May 2019. The work taking place September 2019 - January 2020 will be charged to this WO. | 2020-01-17 | 2020-03-01 | 10066038
0 | 0 | 0 | 0 | 2024-12-01 | BH Colorado Electric Oper Co | Regulated Electric (122) | X DNU #240 (T) Boone Sub | WPC Transmission Line # 240 (T) Boone - LaJunta | 135500 | Estimated Additions: 0010000000 | 9711540 | Repl 2 str-line 240-lightning | 2006-06-09 | 2006-06-01 | 10023600
0 | 0 | 0 | 0 | 2024-12-01 | BH Colorado Electric Oper Co | Regulated Electric (122) | X DNU #240 (T) Boone Sub | WPC Transmission Line # 240 (T) Boone - LaJunta | 135500 | Estimated Additions: 0010000000 | 9807331 | Inv Storm Damage #240 5/20/01 | 2001-05-25 | 2001-06-01 | 10012889
0 | 0 | 0 | 0 | 2024-12-01 | BH Colorado Electric Oper Co | Regulated Electric (122) | X DNU #240 (T) Boone Sub | WPC Transmission Line # 240 (T) Boone - LaJunta | 135500 | Estimated Additions: 0010000000 | 9808905 | Air Mem-Air Mem Tap 115-Inv | 2001-11-15 | 2001-11-01 | 23558250
0 | 0 | 0 | 0 | 2024-12-01 | BH Colorado Electric Oper Co | Regulated Electric (122) | X DNU #240 (T) Boone Sub | WPC Transmission Line # 240 (T) Boone - LaJunta | 135500 | Estimated Additions: 0010000000 | 10764463 | Airport Industrl Tap - DOT Tap | 2011-03-01 | 2011-03-01 | 7105240131
0 | 0 | 0 | 0 | 2024-12-01 | BH Colorado Electric Oper Co | Regulated Electric (122) | X DNU #240 (T) Boone Sub | WPC Transmission Line # 240 (T) Boone - LaJunta | 135500 | Estimated Additions: 0010000000 | 29083380 | This WO has been created for the portion of the Boone - La Junta rebuild occuring after the initial energization. WO 10057778 will be used for the project through May 2019. The work taking place September 2019 - January 2020 will be charged to this WO. | 2020-01-17 | 2020-03-01 | 10066038
0 | 0 | 0 | 0 | 2024-12-01 | BH Colorado Electric Oper Co | Regulated Electric (122) | X DNU #240 (T) Boone Sub | WPC Transmission Line # 240 (T) Boone - LaJunta | 135500 | Estimated Additions: 0010000000 | 9809400 | Inv Storm Damage #240 5/20/01 | 2001-05-25 | 2001-12-01 | 10012889
0 | 0 | 0 | 0 | 2024-12-01 | BH Colorado Electric Oper Co | Regulated Electric (122) | X DNU #240 (T) Boone Sub | WPC Transmission Line # 240 (T) Boone - LaJunta | 135500 | Estimated Additions: 0010000000 | 9809619 | Air Mem-Air Mem Tap 115-Inv | 2001-11-15 | 2002-01-01 | 23558250
0 | 0 | 0 | 0 | 2024-12-01 | BH Colorado Electric Oper Co | Regulated Electric (122) | X DNU #240 (T) Boone Sub | WPC Transmission Line # 240 (T) Boone - LaJunta | 135500 | Estimated Additions: 0010000000 | 9809623 | Inv Storm Damage #240 5/20/01 | 2001-05-25 | 2002-01-01 | 10012889
0 | 0 | 0 | 0 | 2024-12-01 | BH Colorado Electric Oper Co | Regulated Electric (122) | X DNU #240 (T) Boone Sub | WPC Transmission Line # 240 (T) Boone - LaJunta | 135500 | Estimated Additions: 0010000000 | 9809758 | Air Mem-Air Mem Tap 115-Inv | 2001-11-15 | 2002-02-01 | 23558250
0 | 0 | 0 | 0 | 2024-12-01 | BH Colorado Electric Oper Co | Regulated Electric (122) | X DNU #240 (T) Boone Sub | WPC Transmission Line # 240 (T) Boone - LaJunta | 135500 | Estimated Additions: 0010000000 | 9860073 | Inst Fllod Cont-Protect 115KV | 1999-12-02 | 2000-03-01 | 10008601
0 | 0 | 0 | 0 | 2024-12-01 | BH Colorado Electric Oper Co | Regulated Electric (122) | X DNU #240 (T) Boone Sub | WPC Transmission Line # 240 (T) Boone - LaJunta | 135500 | Estimated Additions: 0010000000 | 11875239 | Electric Transmission Replace 115kv : ETOR115 STR. # 534 | 2013-05-01 | 2013-05-01 | 60020235
0 | 0 | 0 | 0 | 2024-12-01 | BH Colorado Electric Oper Co | Regulated Electric (122) | X DNU #240 (T) Boone Sub | WPC Transmission Line # 240 (T) Boone - LaJunta | 135500 | Estimated Additions: 0010000000 | 20969817 | This wo is for the replacment of one structure and 7 cross arms that were identified during the spring patrol. | 2018-01-15 | 2018-01-01 | 10057618
0 | 0 | 0 | 0 | 2024-12-01 | BH Colorado Electric Oper Co | Regulated Electric (122) | X DNU #240 (T) Boone Sub | WPC Transmission Line # 240 (T) Boone - LaJunta | 135500 | Estimated Additions: 0010000000 | 27213804 | This is year one of a three year project to rebuild the 45.5 mile Boone to LaJunta 115kV transmission line. The rebuild has been approved by the CO PUC as ordinary course of business. | 2019-05-18 | 2019-05-01 | 10057778
0 | 0 | 0 | 0 | 2024-12-01 | BH Colorado Electric Oper Co | Regulated Electric (122) | X DNU #240 (T) Boone Sub | WPC Transmission Line # 240 (T) Boone - LaJunta | 135500 | Guys: 4060000000 | 9809985 | GUYS | 2001-11-15 | 2002-01-01 | 23558250
0 | 0 | 0 | 0 | 2024-12-01 | BH Colorado Electric Oper Co | Regulated Electric (122) | X DNU #240 (T) Boone Sub | WPC Transmission Line # 240 (T) Boone - LaJunta | 135500 | Pole, Steel: 7912000000 | 9810017 | POLE, STEEL | 2001-11-15 | 2002-01-01 | 23558250
0 | 0 | 0 | 0 | 2024-12-01 | BH Colorado Electric Oper Co | Regulated Electric (122) | X DNU #240 (T) Boone Sub | WPC Transmission Line # 240 (T) Boone - LaJunta | 135500 | Pole, Steel: 7912000000 | 12188704 | STEEL STRUCTURES | 2013-05-03 | 2013-06-01 | 10047895
0 | 0 | 0 | 0 | 2024-12-01 | BH Colorado Electric Oper Co | Regulated Electric (122) | X DNU #240 (T) Boone Sub | WPC Transmission Line # 240 (T) Boone - LaJunta | 135500 | Pole, Wood, 50': 6161500000 | 20954277 | Pole, Wood, 50' | 2016-04-04 | 2016-01-01 | 10054488
0 | 0 | 0 | 0 | 2024-12-01 | BH Colorado Electric Oper Co | Regulated Electric (122) | X DNU #240 (T) Boone Sub | WPC Transmission Line # 240 (T) Boone - LaJunta | 135500 | Pole, Wood, 55': 6161550000 | 20954280 | Pole, Wood, 55' | 2016-04-04 | 2016-01-01 | 10054488
0 | 0 | 0 | 0 | 2024-12-01 | BH Colorado Electric Oper Co | Regulated Electric (122) | X DNU #240 (T) Boone Sub | WPC Transmission Line # 240 (T) Boone - LaJunta | 135500 | Pole, Wood, 60': 6161600000 | 20954283 | Pole, Wood, 60' | 2016-04-04 | 2016-01-01 | 10054488
0 | 0 | 0 | 0 | 2024-12-01 | BH Colorado Electric Oper Co | Regulated Electric (122) | X DNU #240 (T) Boone Sub | WPC Transmission Line # 240 (T) Boone - LaJunta | 135500 | Pole, Wood, 60': 6161600000 | 11873646 | Pole, Wood, 60' | 1958-07-01 | 1958-07-01 | WCDXFER
0 | 0 | 0 | 0 | 2024-12-01 | BH Colorado Electric Oper Co | Regulated Electric (122) | X DNU #240 (T) Boone Sub | WPC Transmission Line # 240 (T) Boone - LaJunta | 135500 | Pole, Wood, 60': 6161600000 | 11984606 | Pole, Wood, 60' | 2013-05-01 | 2013-01-01 | 60020235
0 | 0 | 0 | 0 | 2024-12-01 | BH Colorado Electric Oper Co | Regulated Electric (122) | X DNU #240 (T) Boone Sub | WPC Transmission Line # 240 (T) Boone - LaJunta | 135500 | Pole, Wood, 65' Or Greater: 6161650000 | 12159376 | Pole, Wood, 65' Or Greater | 2013-08-02 | 2013-01-01 | 60020780
0 | 0 | 0 | 0 | 2024-12-01 | BH Colorado Electric Oper Co | Regulated Electric (122) | X DNU #240 (T) Boone Sub | WPC Transmission Line # 240 (T) Boone - LaJunta | 135500 | Pole, Wood, 65' Or Greater: 6161650000 | 20954286 | Pole, Wood, 65' Or Greater | 2016-04-04 | 2016-01-01 | 10054488
0 | 0 | 0 | 0 | 2024-12-01 | BH Colorado Electric Oper Co | Regulated Electric (122) | X DNU #240 (T) Boone Sub | WPC Transmission Line # 240 (T) Boone - LaJunta | 135500 | Pole, Wood, 65' Or Greater: 6161650000 | 11995394 | Pole, Wood, 65' Or Greater | 1986-07-01 | 1986-07-01 | WCDXFER
0 | 0 | 0 | 0 | 2024-12-01 | BH Colorado Electric Oper Co | Regulated Electric (122) | X DNU #240 (T) Boone Sub | WPC Transmission Line # 240 (T) Boone - LaJunta | 135500 | Pole, Wood: 6161000000 | 29606298 | Pole, Wood | 2020-01-17 | 2020-01-01 | 10066038
0 | 0 | 0 | 0 | 2024-12-01 | BH Colorado Electric Oper Co | Regulated Electric (122) | X DNU #240 (T) Boone Sub | WPC Transmission Line # 240 (T) Boone - LaJunta | 135500 | Pole, Wood: 7911000000 | 9811845 | POLE, WOOD | 2002-10-01 | 2002-01-01 | 7105240131
0 | 0 | 0 | 0 | 2024-12-01 | BH Colorado Electric Oper Co | Regulated Electric (122) | X DNU #240 (T) Boone Sub | WPC Transmission Line # 240 (T) Boone - LaJunta | 135500 | Pole, Wood: 7911000000 | 10500674 | POLE, WOOD 65 FOOT CLASS | 2010-10-01 | 2010-10-01 | 7105240131
0 | 0 | 0 | 0 | 2024-12-01 | BH Colorado Electric Oper Co | Regulated Electric (122) | X DNU #240 (T) Boone Sub | WPC Transmission Line # 240 (T) Boone - LaJunta | 135500 | Pole, Wood: 7911000000 | 9808210 | POLE, WOOD | 2001-05-25 | 2001-01-01 | 10012889
0 | 0 | 0 | 0 | 2024-12-01 | BH Colorado Electric Oper Co | Regulated Electric (122) | X DNU #240 (T) Boone Sub | WPC Transmission Line # 240 (T) Boone - LaJunta | 135500 | Pole, Wood: 7911000000 | 9807448 | POLE, WOOD | 1999-12-02 | 2000-01-01 | WCDXFER
0 | 0 | 0 | 0 | 2024-12-01 | BH Colorado Electric Oper Co | Regulated Electric (122) | X DNU #240 (T) Boone Sub | WPC Transmission Line # 240 (T) Boone - LaJunta | 135500 | Pole, Wood: 7911000000 | 9742249 | POLE, WOOD | 2006-12-12 | 2006-01-01 | 10023600
0 | 0 | 0 | 0 | 2024-12-01 | BH Colorado Electric Oper Co | Regulated Electric (122) | X DNU #240 (T) Boone Sub | WPC Transmission Line # 240 (T) Boone - LaJunta | 135500 | Pole, Wood: 7911000000 | 9803291 | POLE, WOOD | 1986-07-01 | 1986-07-01 | WCDXFER
0 | 0 | 0 | 0 | 2024-12-01 | BH Colorado Electric Oper Co | Regulated Electric (122) | X DNU #240 (T) Boone Sub | WPC Transmission Line # 240 (T) Boone - LaJunta | 135500 | Pole, Wood: 7911000000 | 9803398 | POLE, WOOD | 1994-07-01 | 1994-07-01 | WCDXFER
0 | 0 | 0 | 0 | 2024-12-01 | BH Colorado Electric Oper Co | Regulated Electric (122) | X DNU #240 (T) Boone Sub | WPC Transmission Line # 240 (T) Boone - LaJunta | 135500 | Pole, Wood: 7911000000 | 9810192 | POLE, WOOD | 2002-05-01 | 2002-01-01 | 5105204113
0 | 0 | 0 | 0 | 2024-12-01 | BH Colorado Electric Oper Co | Regulated Electric (122) | X DNU #240 (T) Boone Sub | WPC Transmission Line # 240 (T) Boone - LaJunta | 135500 | Pole, Wood: 7911000000 | 9810018 | POLE, WOOD | 2001-11-15 | 2002-01-01 | 23558250
0 | 0 | 0 | 0 | 2024-12-01 | BH Colorado Electric Oper Co | Regulated Electric (122) | X DNU #240 (T) Boone Sub | WPC Transmission Line # 240 (T) Boone - LaJunta | 135500 | Structure: 7911100000 | 20954292 | H- Frame Structure | 2016-04-04 | 2016-07-01 | 10054488
0 | 0 | 0 | 0 | 2024-12-01 | BH Colorado Electric Oper Co | Regulated Electric (122) | X DNU #240 (T) Boone Sub | WPC Transmission Line # 240 (T) Boone - LaJunta | 135500 | Wood 1 Pole 60': 7911016000 | 20667083 | Wood 1 Pole 60 | 2015-05-12 | 2015-07-01 | 50507XFER
0 | 0 | 0 | 0 | 2024-12-01 | BH Colorado Electric Oper Co | Regulated Electric (122) | X DNU #240 (T) Boone Sub | WPC Transmission Line # 240 (T) Boone - LaJunta | 135500 | Wood 1 Pole 65': 7911016500 | 20667061 | Wood 1 Pole 65' | 2015-05-12 | 2015-07-01 | 50507XFER
0 | 0 | 0 | 0 | 2024-12-01 | BH Colorado Electric Oper Co | Regulated Electric (122) | X DNU #240 (T) Boone Sub | WPC Transmission Line # 240 (T) Boone - LaJunta | 135500 | Wood 1 Pole 65': 7911016500 | 20667226 | Wood 1 Pole 65 | 2015-05-12 | 2015-07-01 | 50507XFER
0 | 0 | 0 | 0 | 2024-12-01 | BH Colorado Electric Oper Co | Regulated Electric (122) | X DNU #240 (T) Boone Sub | WPC Transmission Line # 240 (T) Boone - LaJunta | 135500 | Wood 1 Pole 65': 7911016500 | 20667171 | Wood 1 Pole 65 | 2015-05-12 | 2015-07-01 | 50507XFER
0 | 0 | 0 | 0 | 2024-12-01 | BH Colorado Electric Oper Co | Regulated Electric (122) | X DNU #240 (T) Boone Sub | WPC Transmission Line # 240 (T) Boone - LaJunta | 135500 | Wood 1 Pole 65': 7911016500 | 20667215 | Wood 1 Pole 65 | 2015-05-12 | 2015-07-01 | 50507XFER
0 | 0 | 0 | 0 | 2024-12-01 | BH Colorado Electric Oper Co | Regulated Electric (122) | X DNU #240 (T) Boone Sub | WPC Transmission Line # 240 (T) Boone - LaJunta | 135500 | Wood 1 Pole 65': 7911016500 | 20666951 | Wood 1 Pole 65 | 2015-05-12 | 2015-07-01 | 50507XFER
0 | 0 | 0 | 0 | 2024-12-01 | BH Colorado Electric Oper Co | Regulated Electric (122) | X DNU #240 (T) Boone Sub | WPC Transmission Line # 240 (T) Boone - LaJunta | 135500 | Wood 1 Pole 65': 7911016500 | 20666995 | Wood 1 Pole 65 | 2015-05-12 | 2015-07-01 | 50507XFER
0 | 0 | 0 | 0 | 2024-12-01 | BH Colorado Electric Oper Co | Regulated Electric (122) | X DNU #240 (T) Boone Sub | WPC Transmission Line # 240 (T) Boone - LaJunta | 135500 | Wood 1 Pole 65': 7911016500 | 20667017 | Wood 1 Pole 65 | 2015-05-12 | 2015-07-01 | 50507XFER
0 | 0 | 0 | 0 | 2024-12-01 | BH Colorado Electric Oper Co | Regulated Electric (122) | X DNU #240 (T) Boone Sub | WPC Transmission Line # 240 (T) Boone - LaJunta | 135500 | Wood 1 Pole 65': 7911016500 | 20667028 | Wood 1 Pole 65 | 2015-05-12 | 2015-07-01 | 50507XFER
0 | 0 | 0 | 0 | 2024-12-01 | BH Colorado Electric Oper Co | Regulated Electric (122) | X DNU #240 (T) Boone Sub | WPC Transmission Line # 240 (T) Boone - LaJunta | 135500 | Wood 1 Pole 65': 7911016500 | 20667006 | Wood 1 Pole 65' | 2015-05-12 | 2015-07-01 | 50507XFER
0 | 0 | 0 | 0 | 2024-12-01 | BH Colorado Electric Oper Co | Regulated Electric (122) | X DNU #240 (T) Boone Sub | WPC Transmission Line # 240 (T) Boone - LaJunta | 135500 | Wood 1 Pole 65': 7911016500 | 20667237 | Wood 1 Pole 65' | 2015-05-12 | 2015-07-01 | 50507XFER
0 | 0 | 0 | 0 | 2024-12-01 | BH Colorado Electric Oper Co | Regulated Electric (122) | X DNU #240 (T) Boone Sub | WPC Transmission Line # 240 (T) Boone - LaJunta | 135500 | Wood 1 Pole 65': 7911016500 | 20666929 | Wood 1 Pole 65 | 2015-05-12 | 2015-07-01 | 50507XFER
0 | 0 | 0 | 0 | 2024-12-01 | BH Colorado Electric Oper Co | Regulated Electric (122) | X DNU #240 (T) Boone Sub | WPC Transmission Line # 240 (T) Boone - LaJunta | 135500 | Wood 1 Pole 65': 7911016500 | 20666940 | Wood 1 Pole 65' | 2015-05-12 | 2015-07-01 | 50507XFER
0 | 0 | 0 | 0 | 2024-12-01 | BH Colorado Electric Oper Co | Regulated Electric (122) | X DNU #240 (T) Boone Sub | WPC Transmission Line # 240 (T) Boone - LaJunta | 135500 | Wood 1 Pole 65': 7911016500 | 20666973 | Wood 1 Pole 65 | 2015-05-12 | 2015-07-01 | 50507XFER
0 | 0 | 0 | 0 | 2024-12-01 | BH Colorado Electric Oper Co | Regulated Electric (122) | X DNU #240 (T) Boone Sub | WPC Transmission Line # 240 (T) Boone - LaJunta | 135500 | Wood 1 Pole 65': 7911016500 | 20667050 | Wood 1 Pole 65 | 2015-05-12 | 2015-07-01 | 50507XFER
0 | 0 | 0 | 0 | 2024-12-01 | BH Colorado Electric Oper Co | Regulated Electric (122) | X DNU #240 (T) Boone Sub | WPC Transmission Line # 240 (T) Boone - LaJunta | 135500 | Wood 1 Pole 65': 7911016500 | 20667094 | Wood 1 Pole 65 | 2015-05-12 | 2015-07-01 | 50507XFER
0 | 0 | 0 | 0 | 2024-12-01 | BH Colorado Electric Oper Co | Regulated Electric (122) | X DNU #240 (T) Boone Sub | WPC Transmission Line # 240 (T) Boone - LaJunta | 135500 | Wood 1 Pole 65': 7911016500 | 20667160 | Wood 1 Pole 65' | 2015-05-12 | 2015-07-01 | 50507XFER
0 | 0 | 0 | 0 | 2024-12-01 | BH Colorado Electric Oper Co | Regulated Electric (122) | X DNU #240 (T) Boone Sub | WPC Transmission Line # 240 (T) Boone - LaJunta | 135500 | Wood 1 Pole 65': 7911016500 | 20667193 | Wood 1 Pole 65' | 2015-05-12 | 2015-07-01 | 50507XFER
0 | 0 | 0 | 0 | 2024-12-01 | BH Colorado Electric Oper Co | Regulated Electric (122) | X DNU #240 (T) Boone Sub | WPC Transmission Line # 240 (T) Boone - LaJunta | 135500 | Wood 1 Pole 65': 7911016500 | 20667248 | Wood 1 Pole 65 | 2015-05-12 | 2015-07-01 | 50507XFER
0 | 0 | 0 | 0 | 2024-12-01 | BH Colorado Electric Oper Co | Regulated Electric (122) | X DNU #240 (T) Boone Sub | WPC Transmission Line # 240 (T) Boone - LaJunta | 135500 | Wood 1 Pole 65': 7911016500 | 20667039 | Wood 1 Pole 65 | 2015-05-12 | 2015-07-01 | 50507XFER
0 | 0 | 0 | 0 | 2024-12-01 | BH Colorado Electric Oper Co | Regulated Electric (122) | X DNU #240 (T) Boone Sub | WPC Transmission Line # 240 (T) Boone - LaJunta | 135500 | Wood 1 Pole 65': 7911016500 | 20666918 | Wood 1 Pole 65 | 2015-05-12 | 2015-07-01 | 50507XFER
0 | 0 | 0 | 0 | 2024-12-01 | BH Colorado Electric Oper Co | Regulated Electric (122) | X DNU #240 (T) Boone Sub | WPC Transmission Line # 240 (T) Boone - LaJunta | 135500 | Wood 1 Pole 65': 7911016500 | 20667116 | Wood 1 Pole 65' | 2015-05-12 | 2015-07-01 | 50507XFER
0 | 0 | 0 | 0 | 2024-12-01 | BH Colorado Electric Oper Co | Regulated Electric (122) | X DNU #240 (T) Boone Sub | WPC Transmission Line # 240 (T) Boone - LaJunta | 135500 | Wood 1 Pole 65': 7911016500 | 20667182 | Wood 1 Pole 65 | 2015-05-12 | 2015-07-01 | 50507XFER
0 | 0 | 0 | 0 | 2024-12-01 | BH Colorado Electric Oper Co | Regulated Electric (122) | X DNU #240 (T) Boone Sub | WPC Transmission Line # 240 (T) Boone - LaJunta | 135500 | Wood 1 Pole 65': 7911016500 | 20666962 | Wood 1 Pole 65 | 2015-05-12 | 2015-07-01 | 50507XFER
0 | 0 | 0 | 0 | 2024-12-01 | BH Colorado Electric Oper Co | Regulated Electric (122) | X DNU #240 (T) Boone Sub | WPC Transmission Line # 240 (T) Boone - LaJunta | 135500 | Wood 1 Pole 65': 7911016500 | 20667105 | Wood 1 Pole 65 | 2015-05-12 | 2015-07-01 | 50507XFER
0 | 0 | 0 | 0 | 2024-12-01 | BH Colorado Electric Oper Co | Regulated Electric (122) | X DNU #240 (T) Boone Sub | WPC Transmission Line # 240 (T) Boone - LaJunta | 135500 | Wood 1 Pole 65': 7911016500 | 20667127 | Wood 1 Pole 65 | 2015-05-12 | 2015-07-01 | 50507XFER
0 | 0 | 0 | 0 | 2024-12-01 | BH Colorado Electric Oper Co | Regulated Electric (122) | X DNU #240 (T) Boone Sub | WPC Transmission Line # 240 (T) Boone - LaJunta | 135500 | Wood 1 Pole 65': 7911016500 | 20667149 | Wood 1 Pole 65 | 2015-05-12 | 2015-07-01 | 50507XFER
0 | 0 | 0 | 0 | 2024-12-01 | BH Colorado Electric Oper Co | Regulated Electric (122) | X DNU #240 (T) Boone Sub | WPC Transmission Line # 240 (T) Boone - LaJunta | 135500 | Wood 1 Pole 70': 7911017000 | 20667270 | Wood 1 Pole 70' | 2015-05-12 | 2015-07-01 | 50507XFER
0 | 0 | 0 | 0 | 2024-12-01 | BH Colorado Electric Oper Co | Regulated Electric (122) | X DNU #240 (T) Boone Sub | WPC Transmission Line # 240 (T) Boone - LaJunta | 135500 | Wood 1 Pole 70': 7911017000 | 9974738 | WOOD 1 POLE 70' | 1986-07-01 | 1986-07-01 | CPR Conversion
0 | 0 | 0 | 0 | 2024-12-01 | BH Colorado Electric Oper Co | Regulated Electric (122) | X DNU #240 (T) Boone Sub | WPC Transmission Line # 240 (T) Boone - LaJunta | 135500 | Wood 1 Pole 75': 7911017500 | 20667204 | Wood 1 Pole 75' | 2015-05-12 | 2015-07-01 | 50507XFER
0 | 0 | 0 | 0 | 2024-12-01 | BH Colorado Electric Oper Co | Regulated Electric (122) | X DNU #240 (T) Boone Sub | WPC Transmission Line # 240 (T) Boone - LaJunta | 135500 | Wood 1 Pole 75': 7911017500 | 20667259 | Wood 1 Pole 75' | 2015-05-12 | 2015-07-01 | 50507XFER
0 | 0 | 0 | 0 | 2024-12-01 | BH Colorado Electric Oper Co | Regulated Electric (122) | X DNU #240 (T) Boone Sub | WPC Transmission Line # 240 (T) Boone - LaJunta | 135500 | Wood 1 Pole 75': 7911017500 | 20667138 | Wood 1 Pole 75' | 2015-05-12 | 2015-07-01 | 50507XFER
0 | 0 | 0 | 0 | 2024-12-01 | BH Colorado Electric Oper Co | Regulated Electric (122) | X DNU #240 (T) Boone Sub | WPC Transmission Line # 240 (T) Boone - LaJunta | 135500 | Wood 1 Pole 75': 7911017500 | 20666984 | Wood 1 Pole 75' | 2015-05-12 | 2015-07-01 | 50507XFER
0 | 0 | 0 | 0 | 2024-12-01 | BH Colorado Electric Oper Co | Regulated Electric (122) | X DNU #240 (T) Boone Sub | WPC Transmission Line # 240 (T) Boone - LaJunta | 135500 | Wood 1 Pole 75': 7911017500 | 20667072 | Wood 1 Pole 75' | 2015-05-12 | 2015-07-01 | 50507XFER
0 | 0 | 0 | 0 | 2024-12-01 | BH Colorado Electric Oper Co | Regulated Electric (122) | X DNU #240 (T) Boone Sub | WPC Transmission Line # 240 (T) Boone - LaJunta | 135500 | Wood 2 Poles 45' 40': 7911024540 | 9882070 | WOOD 2 POLES 45' 40' | 1999-12-02 | 2000-01-01 | 10008601
0 | 0 | 0 | 0 | 2024-12-01 | BH Colorado Electric Oper Co | Regulated Electric (122) | X DNU #240 (T) Boone Sub | WPC Transmission Line # 240 (T) Boone - LaJunta | 135500 | Wood 2 Poles 65': 7911026500 | 9974739 | WOOD 2 POLES 65' | 1994-07-01 | 1994-07-01 | CPR Conversion
0 | 0 | 0 | 0 | 2024-12-01 | BH Colorado Electric Oper Co | Regulated Electric (122) | X DNU #240 (T) Boone Sub | WPC Transmission Line # 240 (T) Boone - LaJunta | 135600 | Arrester - 0-10,000 Volts: 0210100000 | 9809987 | ARRESTER - 0-10,000 VOLTS | 2001-11-15 | 2002-01-01 | 23558250
0 | 0 | 0 | 0 | 2024-12-01 | BH Colorado Electric Oper Co | Regulated Electric (122) | X DNU #240 (T) Boone Sub | WPC Transmission Line # 240 (T) Boone - LaJunta | 135600 | Conductor, Oh Acsr Bare 4: 1681030000 | 20954272 | Conductor, Oh Acsr Bare 4 | 2016-04-04 | 2016-01-01 | 10054488
0 | 0 | 0 | 0 | 2024-12-01 | BH Colorado Electric Oper Co | Regulated Electric (122) | X DNU #240 (T) Boone Sub | WPC Transmission Line # 240 (T) Boone - LaJunta | 135600 | Conductor, Oh Copper Bare 4: 1683030000 | 11984596 | Conductor, Oh Copper Bare 4 | 2013-05-01 | 2013-01-01 | 60020235
0 | 0 | 0 | 0 | 2024-12-01 | BH Colorado Electric Oper Co | Regulated Electric (122) | X DNU #240 (T) Boone Sub | WPC Transmission Line # 240 (T) Boone - LaJunta | 135600 | Conductor, Oh Copper Bare 4: 1683030000 | 12159366 | Conductor, Oh Copper Bare 4 | 2013-08-02 | 2013-01-01 | 60020780
0 | 0 | 0 | 0 | 2024-12-01 | BH Colorado Electric Oper Co | Regulated Electric (122) | X DNU #240 (T) Boone Sub | WPC Transmission Line # 240 (T) Boone - LaJunta | 135600 | Conductor, Oh Tran&Dist Insulat: 1687000000 | 9810015 | CONDUCTOR, OH TRANS & DIST INSULATED | 2001-11-15 | 2002-01-01 | 23558250
0 | 0 | 0 | 0 | 2024-12-01 | BH Colorado Electric Oper Co | Regulated Electric (122) | X DNU #240 (T) Boone Sub | WPC Transmission Line # 240 (T) Boone - LaJunta | 135600 | Conductor, Oh Trans & Dist Bare: 1686000000 | 9810016 | CONDUCTOR, OH TRANS & DIST BARE | 2001-11-15 | 2002-01-01 | 23558250
0 | 0 | 0 | 0 | 2024-12-01 | BH Colorado Electric Oper Co | Regulated Electric (122) | X DNU #240 (T) Boone Sub | WPC Transmission Line # 240 (T) Boone - LaJunta | 135600 | Conductor, Oh: 1681000000 | 9974737 | CONDUCTOR, OVERHEAD | 1986-07-01 | 1986-07-01 | CPR Conversion
0 | 0 | 0 | 0 | 2024-12-01 | BH Colorado Electric Oper Co | Regulated Electric (122) | X DNU #240 (T) Boone Sub | WPC Transmission Line # 240 (T) Boone - LaJunta | 135600 | Cutouts, 7,501-15,000 Volts: 2521016000 | 9809986 | CUTOUTS, 7501-15,000 VOLTS | 2001-11-15 | 2002-01-01 | 23558250
0 | 0 | 0 | 0 | 2024-12-01 | BH Colorado Electric Oper Co | Regulated Electric (122) | X DNU #240 (T) Boone Sub | WPC Transmission Line # 240 (T) Boone - LaJunta | 135600 | Estimated Additions: 0010000000 | 9747425 | Repl 3 pole str #562-line 240 | 2006-12-12 | 2006-12-01 | 10024445
0 | 0 | 0 | 0 | 2024-12-01 | BH Colorado Electric Oper Co | Regulated Electric (122) | X DNU #240 (T) Boone Sub | WPC Transmission Line # 240 (T) Boone - LaJunta | 135600 | Estimated Additions: 0010000000 | 11875236 | Electric Transmission Replace 115kv : ETOR115 STR. # 534 | 2013-05-01 | 2013-05-01 | 60020235
0 | 0 | 0 | 0 | 2024-12-01 | BH Colorado Electric Oper Co | Regulated Electric (122) | X DNU #240 (T) Boone Sub | WPC Transmission Line # 240 (T) Boone - LaJunta | 135600 | Estimated Additions: 0010000000 | 29101009 | This is year one of a three year project to rebuild the 45.5 mile Boone to LaJunta 115kV transmission line. The rebuild has been approved by the CO PUC as ordinary course of business. | 2019-05-18 | 2020-03-01 | 10057778
0 | 0 | 0 | 0 | 2024-12-01 | BH Colorado Electric Oper Co | Regulated Electric (122) | X DNU #240 (T) Boone Sub | WPC Transmission Line # 240 (T) Boone - LaJunta | 135600 | Estimated Additions: 0010000000 | 9747432 | Repl xarm -line 240 | 2006-12-12 | 2006-12-01 | 10024439
0 | 0 | 0 | 0 | 2024-12-01 | BH Colorado Electric Oper Co | Regulated Electric (122) | X DNU #240 (T) Boone Sub | WPC Transmission Line # 240 (T) Boone - LaJunta | 135600 | Estimated Additions: 0010000000 | 9750620 | Repl 2 str-line 240-lightning | 2006-06-09 | 2006-06-01 | 10023600
0 | 0 | 0 | 0 | 2024-12-01 | BH Colorado Electric Oper Co | Regulated Electric (122) | X DNU #240 (T) Boone Sub | WPC Transmission Line # 240 (T) Boone - LaJunta | 135600 | Estimated Additions: 0010000000 | 9809396 | Air Mem-Air Mem Tap 115-Inv | 2001-11-15 | 2001-12-01 | 23558250
0 | 0 | 0 | 0 | 2024-12-01 | BH Colorado Electric Oper Co | Regulated Electric (122) | X DNU #240 (T) Boone Sub | WPC Transmission Line # 240 (T) Boone - LaJunta | 135600 | Estimated Additions: 0010000000 | 9809399 | Inv Storm Damage #240 5/20/01 | 2001-05-25 | 2001-12-01 | 10012889
0 | 0 | 0 | 0 | 2024-12-01 | BH Colorado Electric Oper Co | Regulated Electric (122) | X DNU #240 (T) Boone Sub | WPC Transmission Line # 240 (T) Boone - LaJunta | 135600 | Estimated Additions: 0010000000 | 20969814 | This wo is to install jumpers Between the Nyberg- Boone 115 kV line and the Boone - La Junta 115 kV line | 2018-01-15 | 2018-01-01 | 10057617
0 | 0 | 0 | 0 | 2024-12-01 | BH Colorado Electric Oper Co | Regulated Electric (122) | X DNU #240 (T) Boone Sub | WPC Transmission Line # 240 (T) Boone - LaJunta | 135600 | Estimated Additions: 0010000000 | 29083377 | This WO has been created for the portion of the Boone - La Junta rebuild occuring after the initial energization. WO 10057778 will be used for the project through May 2019. The work taking place September 2019 - January 2020 will be charged to this WO. | 2020-01-17 | 2020-03-01 | 10066038
0 | 0 | 0 | 0 | 2024-12-01 | BH Colorado Electric Oper Co | Regulated Electric (122) | X DNU #240 (T) Boone Sub | WPC Transmission Line # 240 (T) Boone - LaJunta | 135600 | Estimated Additions: 0010000000 | 9747404 | Repl 3 pole struc-line 240 | 2006-12-12 | 2006-12-01 | 10024443
0 | 0 | 0 | 0 | 2024-12-01 | BH Colorado Electric Oper Co | Regulated Electric (122) | X DNU #240 (T) Boone Sub | WPC Transmission Line # 240 (T) Boone - LaJunta | 135600 | Estimated Additions: 0010000000 | 28960883 | This is year one of a three year project to rebuild the 45.5 mile Boone to LaJunta 115kV transmission line. The rebuild has been approved by the CO PUC as ordinary course of business. | 2019-05-18 | 2020-02-01 | 10057778
0 | 0 | 0 | 0 | 2024-12-01 | BH Colorado Electric Oper Co | Regulated Electric (122) | X DNU #240 (T) Boone Sub | WPC Transmission Line # 240 (T) Boone - LaJunta | 135600 | Estimated Additions: 0010000000 | 9808906 | Air Mem-Air Mem Tap 115-Inv | 2001-11-15 | 2001-11-01 | 23558250
0 | 0 | 0 | 0 | 2024-12-01 | BH Colorado Electric Oper Co | Regulated Electric (122) | X DNU #240 (T) Boone Sub | WPC Transmission Line # 240 (T) Boone - LaJunta | 135600 | Estimated Additions: 0010000000 | 29083370 | This is year one of a three year project to rebuild the 45.5 mile Boone to LaJunta 115kV transmission line. The rebuild has been approved by the CO PUC as ordinary course of business. | 2019-05-18 | 2020-03-01 | 10057778
0 | 0 | 0 | 0 | 2024-12-01 | BH Colorado Electric Oper Co | Regulated Electric (122) | X DNU #240 (T) Boone Sub | WPC Transmission Line # 240 (T) Boone - LaJunta | 135600 | Estimated Additions: 0010000000 | 27213801 | This is year one of a three year project to rebuild the 45.5 mile Boone to LaJunta 115kV transmission line. The rebuild has been approved by the CO PUC as ordinary course of business. | 2019-05-18 | 2019-05-01 | 10057778
0 | 0 | 0 | 0 | 2024-12-01 | BH Colorado Electric Oper Co | Regulated Electric (122) | X DNU #240 (T) Boone Sub | WPC Transmission Line # 240 (T) Boone - LaJunta | 135600 | Estimated Additions: 0010000000 | 9747398 | Repl 2 pole str -line 240 | 2006-12-12 | 2006-12-01 | 10024441
0 | 0 | 0 | 0 | 2024-12-01 | BH Colorado Electric Oper Co | Regulated Electric (122) | X DNU #240 (T) Boone Sub | WPC Transmission Line # 240 (T) Boone - LaJunta | 135600 | Estimated Additions: 0010000000 | 9807332 | Inv Storm Damage #240 5/20/01 | 2001-05-25 | 2001-06-01 | 10012889
0 | 0 | 0 | 0 | 2024-12-01 | BH Colorado Electric Oper Co | Regulated Electric (122) | X DNU #240 (T) Boone Sub | WPC Transmission Line # 240 (T) Boone - LaJunta | 135600 | Estimated Additions: 0010000000 | 12092623 | STR # 317 Electric Transmission Replace : ETOR115 STRUCTURE # 317 | 2013-08-02 | 2013-10-01 | 60020780
0 | 0 | 0 | 0 | 2024-12-01 | BH Colorado Electric Oper Co | Regulated Electric (122) | X DNU #240 (T) Boone Sub | WPC Transmission Line # 240 (T) Boone - LaJunta | 135600 | Estimated Additions: 0010000000 | 28830287 | This is year one of a three year project to rebuild the 45.5 mile Boone to LaJunta 115kV transmission line. The rebuild has been approved by the CO PUC as ordinary course of business. | 2019-05-18 | 2020-01-01 | 10057778
0 | 0 | 0 | 0 | 2024-12-01 | BH Colorado Electric Oper Co | Regulated Electric (122) | X DNU #240 (T) Boone Sub | WPC Transmission Line # 240 (T) Boone - LaJunta | 135600 | Estimated Additions: 0010000000 | 28862471 | This WO has been created for the portion of the Boone - La Junta rebuild occuring after the initial energization. WO 10057778 will be used for the project through May 2019. The work taking place September 2019 - January 2020 will be charged to this WO. | 2020-01-17 | 2020-01-01 | 10066038
0 | 0 | 0 | 0 | 2024-12-01 | BH Colorado Electric Oper Co | Regulated Electric (122) | X DNU #240 (T) Boone Sub | WPC Transmission Line # 240 (T) Boone - LaJunta | 135600 | Estimated Additions: 0010000000 | 29101015 | This WO has been created for the portion of the Boone - La Junta rebuild occuring after the initial energization. WO 10057778 will be used for the project through May 2019. The work taking place September 2019 - January 2020 will be charged to this WO. | 2020-01-17 | 2020-03-01 | 10066038
0 | 0 | 0 | 0 | 2024-12-01 | BH Colorado Electric Oper Co | Regulated Electric (122) | X DNU #240 (T) Boone Sub | WPC Transmission Line # 240 (T) Boone - LaJunta | 135600 | Estimated Additions: 0010000000 | 9809620 | Air Mem-Air Mem Tap 115-Inv | 2001-11-15 | 2002-01-01 | 23558250
0 | 0 | 0 | 0 | 2024-12-01 | BH Colorado Electric Oper Co | Regulated Electric (122) | X DNU #240 (T) Boone Sub | WPC Transmission Line # 240 (T) Boone - LaJunta | 135600 | Estimated Additions: 0010000000 | 9809622 | Inv Storm Damage #240 5/20/01 | 2001-05-25 | 2002-01-01 | 10012889
0 | 0 | 0 | 0 | 2024-12-01 | BH Colorado Electric Oper Co | Regulated Electric (122) | X DNU #240 (T) Boone Sub | WPC Transmission Line # 240 (T) Boone - LaJunta | 135600 | Estimated Additions: 0010000000 | 9860072 | Inst Fllod Cont-Protect 115KV | 1999-12-02 | 2000-03-01 | 10008601
0 | 0 | 0 | 0 | 2024-12-01 | BH Colorado Electric Oper Co | Regulated Electric (122) | X DNU #240 (T) Boone Sub | WPC Transmission Line # 240 (T) Boone - LaJunta | 135600 | Estimated Additions: 0010000000 | 19675708 | This work order is to replave broken insulaters on the Boone-La Junta 115 kV line (240) | 2017-03-27 | 2017-04-01 | 10056891
0 | 0 | 0 | 0 | 2024-12-01 | BH Colorado Electric Oper Co | Regulated Electric (122) | X DNU #240 (T) Boone Sub | WPC Transmission Line # 240 (T) Boone - LaJunta | 135600 | Estimated Additions: 0010000000 | 28960889 | This WO has been created for the portion of the Boone - La Junta rebuild occuring after the initial energization. WO 10057778 will be used for the project through May 2019. The work taking place September 2019 - January 2020 will be charged to this WO. | 2020-01-17 | 2020-02-01 | 10066038
0 | 0 | 0 | 0 | 2024-12-01 | BH Colorado Electric Oper Co | Regulated Electric (122) | X DNU #240 (T) Boone Sub | WPC Transmission Line # 240 (T) Boone - LaJunta | 135600 | Post Insulators: 4272000000 | 9810020 | POST INSULATORS | 2001-11-15 | 2002-01-01 | 23558250
0 | 0 | 0 | 0 | 2024-12-01 | BH Colorado Electric Oper Co | Regulated Electric (122) | X DNU #240 (T) Boone Sub | WPC Transmission Line # 240 (T) Boone - LaJunta | 135600 | Post Insulators: 4272000000 | 12188701 | POST INSULATORS | 2013-05-03 | 2013-01-01 | 10047895
0 | 0 | 0 | 0 | 2024-12-01 | BH Colorado Electric Oper Co | Regulated Electric (122) | X DNU #240 (T) Boone Sub | WPC Transmission Line # 240 (T) Boone - LaJunta | 135600 | Post Insulators: 4272000000 | 9741930 | POST INSULATORS | 2006-12-12 | 2006-01-01 | 10024443
0 | 0 | 0 | 0 | 2024-12-01 | BH Colorado Electric Oper Co | Regulated Electric (122) | X DNU #240 (T) Boone Sub | WPC Transmission Line # 240 (T) Boone - LaJunta | 135600 | Static Wire (Transmission Lines): 1682000000 | 9974736 | STATIC WIRE (TRANSMISSION LINES) | 1986-07-01 | 1986-07-01 | CPR Conversion
0 | 0 | 0 | 0 | 2024-12-01 | BH Colorado Electric Oper Co | Regulated Electric (122) | X DNU #240 (T) Boone Sub | WPC Transmission Line # 240 (T) Boone - LaJunta | 135600 | Suspension Insulators: 4273000000 | 11984603 | Suspension Insulators | 2013-05-01 | 2013-01-01 | 60020235
0 | 0 | 0 | 0 | 2024-12-01 | BH Colorado Electric Oper Co | Regulated Electric (122) | X DNU #240 (T) Boone Sub | WPC Transmission Line # 240 (T) Boone - LaJunta | 135600 | Suspension Insulators: 4273000000 | 12159373 | Suspension Insulators | 2013-05-03 | 2013-01-01 | 60020780
0 | 0 | 0 | 0 | 2024-12-01 | BH Colorado Electric Oper Co | Regulated Electric (122) | X DNU #240 (T) Boone Sub | WPC Transmission Line # 240 (T) Boone - LaJunta | 135600 | Suspension Insulators: 4273000000 | 9810019 | SUSPENSION INSULATORS | 2001-11-15 | 2002-01-01 | 23558250
0 | 0 | 0 | 0 | 2024-12-01 | BH Colorado Electric Oper Co | Regulated Electric (122) | X DNU #240 (T) Boone Sub | WPC Transmission Line # 240 (T) Boone - LaJunta | 135600 | Suspension Insulators: 4273000000 | 9808213 | SUSPENSION INSULATORS | 2001-05-25 | 2001-01-01 | 10012889
0 | 0 | 0 | 0 | 2024-12-01 | BH Colorado Electric Oper Co | Regulated Electric (122) | X DNU #240 (T) Boone Sub | WPC Transmission Line # 240 (T) Boone - LaJunta | 135600 | Suspension Insulators: 4273000000 | 19713196 | Suspension Insulators | 2017-03-27 | 2017-01-01 | 10056891
0 | 0 | 0 | 0 | 2024-12-01 | BH Colorado Electric Oper Co | Regulated Electric (122) | X DNU #240 (T) Boone Sub | WPC Transmission Line # 240 (T) Boone - LaJunta | 135600 | Suspension Insulators: 4273000000 | 9745168 | SUSPENSION INSULATORS | 2007-06-01 | 2007-01-01 | 7105240131
0 | 0 | 0 | 0 | 2024-12-01 | BH Colorado Electric Oper Co | Regulated Electric (122) | X DNU #240 (T) Boone Sub | WPC Transmission Line # 240 (T) Boone - LaJunta | 135600 | Suspension Insulators: 4273000000 | 9742250 | SUSPENSION INSULATORS | 2006-12-12 | 2006-01-01 | 10023600
0 | 0 | 0 | 0 | 2024-12-01 | BH Colorado Electric Oper Co | Regulated Electric (122) | X DNU #240 (T) Boone Sub | WPC Transmission Line # 240 (T) Boone - LaJunta | 135600 | Suspension Insulators: 4273000000 | 10500671 | Suspension Insulators | 2010-10-01 | 2010-01-01 | 7105240131
0 | 0 | 0 | 0 | 2024-12-01 | BH Colorado Electric Oper Co | Regulated Electric (122) | X DNU #240 (T) Boone Sub | WPC Transmission Line # 240 (T) Boone - LaJunta | 135600 | Suspension Insulators: 4273000000 | 11217902 | Suspension Insulators | 2011-12-01 | 2011-01-01 | 7105240131
0 | 0 | 0 | 0 | 2024-12-01 | BH Colorado Electric Oper Co | Regulated Electric (122) | X DNU #700 (D) Airport Industrial | WPC Transmission Line # 700 (D) Airport Industrial - Airport Memorial | 135500 | Crossarm Assemblies, Wood: 7914000000 | 9743154 | CROSSARM ASSEMBLIES, WOOD | 2007-10-01 | 2007-01-01 | 7105700131
0 | 0 | 0 | 0 | 2024-12-01 | BH Colorado Electric Oper Co | Regulated Electric (122) | X DNU #700 (D) Airport Industrial | WPC Transmission Line # 700 (D) Airport Industrial - Airport Memorial | 135500 | Pole, Wood: 7911000000 | 9811847 | POLE, WOOD | 2002-10-01 | 2002-01-01 | 7105240131
0 | 0 | 0 | 0 | 2024-12-01 | BH Colorado Electric Oper Co | Regulated Electric (122) | X DNU #700 (D) Airport Industrial | WPC Transmission Line # 700 (D) Airport Industrial - Airport Memorial | 135600 | Aerial Markers: 1680120000 | 21323486 | Aerial Markers | 2018-01-23 | 2018-01-01 | 10057296
0 | 0 | 0 | 0 | 2024-12-01 | BH Colorado Electric Oper Co | Regulated Electric (122) | X DNU #700 (D) Airport Industrial | WPC Transmission Line # 700 (D) Airport Industrial - Airport Memorial | 135600 | Estimated Additions: 0010000000 | 20969806 | this work order is to repair the marker lights and balls at pueblo airport on the 115 kV line | 2018-01-23 | 2018-01-01 | 10057296
1 | 0 | 0 | 0 | 2024-12-01 | BH Colorado Electric Oper Co | Regulated Electric (122) | X DNU #700 (D) Airport Industrial | WPC Transmission Line # 700 (D) Airport Industrial - Airport Memorial | 135600 | Estimated Additions: 0010000000 | 9994532 | Repl xarms - Osmose-Ln 700 | 2004-12-07 | 2005-09-01 | 10020833
0 | 0 | 0 | 0 | 2024-12-01 | BH Colorado Electric Oper Co | Regulated Electric (122) | X DNU #700 (D) Airport Industrial | WPC Transmission Line # 700 (D) Airport Industrial - Airport Memorial | 135600 | Post Insulators: 4272000000 | 9743156 | POST INSULATORS | 2007-10-01 | 2007-01-01 | 7105700131
0 | 0 | 0 | 0 | 2024-12-01 | BH Colorado Electric Oper Co | Regulated Electric (122) | X DNU #700 (D) Airport Industrial | WPC Transmission Line # 700 (D) Airport Industrial - Airport Memorial | 135600 | Post Insulators: 4272000000 | 9725758 | POST INSULATORS | 2004-12-07 | 2005-01-01 | 10020833
0 | 0 | 0 | 0 | 2024-12-01 | BH Colorado Electric Oper Co | Regulated Electric (122) | X DNU #700 (D) Airport Industrial | WPC Transmission Line # 700 (D) Airport Industrial - Airport Memorial | 135600 | Suspension Insulators: 4273000000 | 9743155 | SUSPENSION INSULATORS | 2007-10-01 | 2007-01-01 | 7105700131
0 | 0 | 0 | 0 | 2024-12-01 | BH Colorado Electric Oper Co | Regulated Electric (122) | X DNU #724 (D) Blende Sub | WPC Transmission Line # 724 (D) Blende Sub # 61-Reader | 135500 | Crossarm Assemblies, Wood: 7914000000 | 9802535 | CROSSARM ASSEMBLIES, WOOD | 1997-07-01 | 1997-07-01 | WCDXFER
0 | 0 | 0 | 0 | 2024-12-01 | BH Colorado Electric Oper Co | Regulated Electric (122) | X DNU #724 (D) Blende Sub | WPC Transmission Line # 724 (D) Blende Sub # 61-Reader | 135500 | Crossarm Assemblies, Wood: 7914000000 | 11262317 | Crossarm Assemblies, Wood | 2012-02-01 | 2012-02-01 | 7105724131
0 | 0 | 0 | 0 | 2024-12-01 | BH Colorado Electric Oper Co | Regulated Electric (122) | X DNU #724 (D) Blende Sub | WPC Transmission Line # 724 (D) Blende Sub # 61-Reader | 135500 | Crossarm Assemblies, Wood: 7914000000 | 9808768 | CROSSARM ASSEMBLIES, WOOD | 2001-11-01 | 2001-01-01 | 7105724131
0 | 0 | 0 | 0 | 2024-12-01 | BH Colorado Electric Oper Co | Regulated Electric (122) | X DNU #724 (D) Blende Sub | WPC Transmission Line # 724 (D) Blende Sub # 61-Reader | 135500 | Estimated Additions: 0010000000 | 9806911 | Inv 13 Struc-Reader to Blende | 2001-04-27 | 2001-05-01 | 10012753
0 | 0 | 0 | 0 | 2024-12-01 | BH Colorado Electric Oper Co | Regulated Electric (122) | X DNU #724 (D) Blende Sub | WPC Transmission Line # 724 (D) Blende Sub # 61-Reader | 135500 | Estimated Additions: 0010000000 | 9996168 | Repl 1 pole-Damage claim | 2005-11-29 | 2005-12-01 | 10022613
0 | 0 | 0 | 0 | 2024-12-01 | BH Colorado Electric Oper Co | Regulated Electric (122) | X DNU #724 (D) Blende Sub | WPC Transmission Line # 724 (D) Blende Sub # 61-Reader | 135500 | Pole, Wood: 7911000000 | 9808214 | POLE, WOOD | 2001-04-27 | 2001-01-01 | 10012753
0 | 0 | 0 | 0 | 2024-12-01 | BH Colorado Electric Oper Co | Regulated Electric (122) | X DNU #724 (D) Blende Sub | WPC Transmission Line # 724 (D) Blende Sub # 61-Reader | 135500 | Pole, Wood: 7911000000 | 11262314 | Pole, Wood | 2012-02-01 | 2012-02-01 | 7105724131
0 | 0 | 0 | 0 | 2024-12-01 | BH Colorado Electric Oper Co | Regulated Electric (122) | X DNU #724 (D) Blende Sub | WPC Transmission Line # 724 (D) Blende Sub # 61-Reader | 135500 | Pole, Wood: 7911000000 | 9808769 | POLE, WOOD | 2001-11-01 | 2001-01-01 | 7105724131
0 | 0 | 0 | 0 | 2024-12-01 | BH Colorado Electric Oper Co | Regulated Electric (122) | X DNU #724 (D) Blende Sub | WPC Transmission Line # 724 (D) Blende Sub # 61-Reader | 135500 | Pole, Wood: 7911000000 | 9743181 | POLE, WOOD | 2005-11-29 | 2005-01-01 | 10022613
0 | 0 | 0 | 0 | 2024-12-01 | BH Colorado Electric Oper Co | Regulated Electric (122) | X DNU #724 (D) Blende Sub | WPC Transmission Line # 724 (D) Blende Sub # 61-Reader | 135500 | Pole, Wood: 7911000000 | 9803074 | POLE, WOOD | 1997-07-01 | 1997-07-01 | WCDXFER
0 | 0 | 0 | 0 | 2024-12-01 | BH Colorado Electric Oper Co | Regulated Electric (122) | X DNU #724 (D) Blende Sub | WPC Transmission Line # 724 (D) Blende Sub # 61-Reader | 135500 | Wood 1 Pole 60': 7911016000 | 9862181 | WOOD 1 POLE 60' | 1997-07-01 | 1997-07-01 | CPR Conversion
0 | 0 | 0 | 0 | 2024-12-01 | BH Colorado Electric Oper Co | Regulated Electric (122) | X DNU #724 (D) Blende Sub | WPC Transmission Line # 724 (D) Blende Sub # 61-Reader | 135600 | Estimated Additions: 0010000000 | 9807722 | Inv 13 Struc-Reader to Blende | 2001-04-27 | 2001-07-01 | 10012753
0 | 0 | 0 | 0 | 2024-12-01 | BH Colorado Electric Oper Co | Regulated Electric (122) | X DNU #724 (D) Blende Sub | WPC Transmission Line # 724 (D) Blende Sub # 61-Reader | 135600 | Suspension Insulators: 4273000000 | 11262311 | Suspension Insulators | 2012-02-01 | 2012-01-01 | 7105724131
0 | 0 | 0 | 0 | 2024-12-01 | BH Colorado Electric Oper Co | Regulated Electric (122) | X DNU #724 (D) Blende Sub | WPC Transmission Line # 724 (D) Blende Sub # 61-Reader | 135600 | Suspension Insulators: 4273000000 | 9862180 | SUSPENSION INSULATORS | 1997-07-01 | 1997-07-01 | CPR Conversion
0 | 0 | 0 | 0 | 2024-12-01 | BH Colorado Electric Oper Co | Regulated Electric (122) | X DNU #724 (D) Blende Sub | WPC Transmission Line # 724 (D) Blende Sub # 61-Reader | 135600 | Suspension Insulators: 4273000000 | 9808770 | SUSPENSION INSULATORS | 2001-11-01 | 2001-01-01 | 7105724131
0 | 0 | 0 | 0 | 2024-12-01 | BH Colorado Electric Oper Co | Regulated Electric (122) | X DNU #892 (D) Penrose Sub | WPC Transmission Line # 892 (D) Penrose Sub #1-#59 | 135002 | Land Rights - Non-Depreciable: 4552XXXXXX | 9869962 | T-LIN S28 T19 R68 | 1983-07-01 | 1983-07-01 | CPR Conversion
0 | 0 | 0 | 0 | 2024-12-01 | BH Colorado Electric Oper Co | Regulated Electric (122) | X DNU #892 (D) Penrose Sub | WPC Transmission Line # 892 (D) Penrose Sub #1-#59 | 135002 | Land Rights - Non-Depreciable: 4552XXXXXX | 9869965 | T-LIN S16 T19 R68 | 1983-07-01 | 1983-07-01 | CPR Conversion
0 | 0 | 0 | 0 | 2024-12-01 | BH Colorado Electric Oper Co | Regulated Electric (122) | X DNU #892 (D) Penrose Sub | WPC Transmission Line # 892 (D) Penrose Sub #1-#59 | 135002 | Land Rights - Non-Depreciable: 4552XXXXXX | 9869961 | T-LIN S22 T19 R68 | 1984-07-01 | 1984-07-01 | CPR Conversion
0 | 0 | 0 | 0 | 2024-12-01 | BH Colorado Electric Oper Co | Regulated Electric (122) | X DNU #892 (D) Penrose Sub | WPC Transmission Line # 892 (D) Penrose Sub #1-#59 | 135002 | Land Rights - Non-Depreciable: 4552XXXXXX | 9869963 | T-LIN S09 T19 R68 | 1983-07-01 | 1983-07-01 | CPR Conversion
0 | 0 | 0 | 0 | 2024-12-01 | BH Colorado Electric Oper Co | Regulated Electric (122) | X DNU #892 (D) Penrose Sub | WPC Transmission Line # 892 (D) Penrose Sub #1-#59 | 135002 | Land Rights - Non-Depreciable: 4552XXXXXX | 9869964 | T-LIN S21 T19 R68 | 1983-07-01 | 1983-07-01 | CPR Conversion
0 | 0 | 0 | 0 | 2024-12-01 | BH Colorado Electric Oper Co | Regulated Electric (122) | X DNU #892 (D) Penrose Sub | WPC Transmission Line # 892 (D) Penrose Sub #1-#59 | 135500 | Crossarm Assemblies, Other: 7916000000 | 9996164 | CROSSARM ASSEMBLIES, FIBERGLASS | 2004-06-01 | 2005-01-01 | 10018507
1 | 0 | 0 | 0 | 2024-12-01 | BH Colorado Electric Oper Co | Regulated Electric (122) | X DNU #892 (D) Penrose Sub | WPC Transmission Line # 892 (D) Penrose Sub #1-#59 | 135500 | Crossarm Assemblies, Wood: 7914000000 | 9802354 | CROSSARM ASSEMBLIES, WOOD | 1979-07-01 | 1979-07-01 | WCDXFER
16 | 0 | 0 | 0 | 2024-12-01 | BH Colorado Electric Oper Co | Regulated Electric (122) | X DNU #892 (D) Penrose Sub | WPC Transmission Line # 892 (D) Penrose Sub #1-#59 | 135500 | Crossarm Assemblies, Wood: 7914000000 | 9802373 | CROSSARM ASSEMBLIES, WOOD | 1979-07-01 | 1979-07-01 | WCDXFER
0 | 0 | 0 | 0 | 2024-12-01 | BH Colorado Electric Oper Co | Regulated Electric (122) | X DNU #892 (D) Penrose Sub | WPC Transmission Line # 892 (D) Penrose Sub #1-#59 | 135500 | Crossarm Assemblies, Wood: 7914000000 | 9802835 | CROSSARM ASSEMBLIES, WOOD | 1983-07-01 | 1983-07-01 | WCDXFER
9 | 0 | 0 | 0 | 2024-12-01 | BH Colorado Electric Oper Co | Regulated Electric (122) | X DNU #892 (D) Penrose Sub | WPC Transmission Line # 892 (D) Penrose Sub #1-#59 | 135500 | Crossarm Assemblies, Wood: 7914000000 | 9802351 | CROSSARM ASSEMBLIES, WOOD | 1979-07-01 | 1979-07-01 | WCDXFER
0 | 0 | 0 | 0 | 2024-12-01 | BH Colorado Electric Oper Co | Regulated Electric (122) | X DNU #892 (D) Penrose Sub | WPC Transmission Line # 892 (D) Penrose Sub #1-#59 | 135500 | Crossarm Assemblies, Wood: 7914000000 | 9802374 | CROSSARM ASSEMBLIES, WOOD | 1983-07-01 | 1983-07-01 | WCDXFER
9 | 0 | 0 | 0 | 2024-12-01 | BH Colorado Electric Oper Co | Regulated Electric (122) | X DNU #892 (D) Penrose Sub | WPC Transmission Line # 892 (D) Penrose Sub #1-#59 | 135500 | Crossarm Assemblies, Wood: 7914000000 | 9802433 | CROSSARM ASSEMBLIES, WOOD | 1979-07-01 | 1979-07-01 | WCDXFER
11 | 0 | 0 | 0 | 2024-12-01 | BH Colorado Electric Oper Co | Regulated Electric (122) | X DNU #892 (D) Penrose Sub | WPC Transmission Line # 892 (D) Penrose Sub #1-#59 | 135500 | Crossarm Assemblies, Wood: 7914000000 | 9802678 | CROSSARM ASSEMBLIES, WOOD | 1979-07-01 | 1979-07-01 | WCDXFER
0 | 0 | 0 | 0 | 2024-12-01 | BH Colorado Electric Oper Co | Regulated Electric (122) | X DNU #892 (D) Penrose Sub | WPC Transmission Line # 892 (D) Penrose Sub #1-#59 | 135500 | Pole, Wood: 7911000000 | 9804950 | POLE, WOOD | 1983-07-01 | 1983-07-01 | WCDXFER
0 | 0 | 0 | 0 | 2024-12-01 | BH Colorado Electric Oper Co | Regulated Electric (122) | X DNU #892 (D) Penrose Sub | WPC Transmission Line # 892 (D) Penrose Sub #1-#59 | 135500 | Pole, Wood: 7911000000 | 9802912 | POLE, WOOD | 1979-07-01 | 1979-07-01 | WCDXFER
0 | 0 | 0 | 0 | 2024-12-01 | BH Colorado Electric Oper Co | Regulated Electric (122) | X DNU #892 (D) Penrose Sub | WPC Transmission Line # 892 (D) Penrose Sub #1-#59 | 135500 | Pole, Wood: 7911000000 | 9802913 | POLE, WOOD | 1983-07-01 | 1983-07-01 | WCDXFER
0 | 0 | 0 | 0 | 2024-12-01 | BH Colorado Electric Oper Co | Regulated Electric (122) | X DNU #892 (D) Penrose Sub | WPC Transmission Line # 892 (D) Penrose Sub #1-#59 | 135500 | Pole, Wood: 7911000000 | 9802972 | POLE, WOOD | 1979-07-01 | 1979-07-01 | WCDXFER
0 | 0 | 0 | 0 | 2024-12-01 | BH Colorado Electric Oper Co | Regulated Electric (122) | X DNU #892 (D) Penrose Sub | WPC Transmission Line # 892 (D) Penrose Sub #1-#59 | 135500 | Pole, Wood: 7911000000 | 9803399 | POLE, WOOD | 1983-07-01 | 1983-07-01 | WCDXFER
0 | 0 | 0 | 0 | 2024-12-01 | BH Colorado Electric Oper Co | Regulated Electric (122) | X DNU #892 (D) Penrose Sub | WPC Transmission Line # 892 (D) Penrose Sub #1-#59 | 135500 | Pole, Wood: 7911000000 | 9802890 | POLE, WOOD | 1979-07-01 | 1979-07-01 | WCDXFER
0 | 0 | 0 | 0 | 2024-12-01 | BH Colorado Electric Oper Co | Regulated Electric (122) | X DNU #892 (D) Penrose Sub | WPC Transmission Line # 892 (D) Penrose Sub #1-#59 | 135500 | Pole, Wood: 7911000000 | 9803216 | POLE, WOOD | 1979-07-01 | 1979-07-01 | WCDXFER
0 | 0 | 0 | 0 | 2024-12-01 | BH Colorado Electric Oper Co | Regulated Electric (122) | X DNU #892 (D) Penrose Sub | WPC Transmission Line # 892 (D) Penrose Sub #1-#59 | 135500 | Pole, Wood: 7911000000 | 9815355 | POLE, WOOD | 2003-08-01 | 2003-01-01 | 7105892131
0 | 0 | 0 | 0 | 2024-12-01 | BH Colorado Electric Oper Co | Regulated Electric (122) | X DNU #892 (D) Penrose Sub | WPC Transmission Line # 892 (D) Penrose Sub #1-#59 | 135500 | Pole, Wood: 7911000000 | 9802893 | POLE, WOOD | 1979-07-01 | 1979-07-01 | WCDXFER
0 | 0 | 0 | 0 | 2024-12-01 | BH Colorado Electric Oper Co | Regulated Electric (122) | X DNU #892 (D) Penrose Sub | WPC Transmission Line # 892 (D) Penrose Sub #1-#59 | 135500 | Wood 1 Pole 40': 7911014000 | 9974599 | WOOD 1 POLE 40' | 1979-07-01 | 1979-07-01 | CPR Conversion
0 | 0 | 0 | 0 | 2024-12-01 | BH Colorado Electric Oper Co | Regulated Electric (122) | X DNU #892 (D) Penrose Sub | WPC Transmission Line # 892 (D) Penrose Sub #1-#59 | 135500 | Wood 1 Pole 50': 7911015000 | 9974598 | WOOD 1 POLE 50' | 1979-07-01 | 1979-07-01 | CPR Conversion
0 | 0 | 0 | 0 | 2024-12-01 | BH Colorado Electric Oper Co | Regulated Electric (122) | X DNU #892 (D) Penrose Sub | WPC Transmission Line # 892 (D) Penrose Sub #1-#59 | 135500 | Wood 1 Pole 55': 7911015500 | 9974594 | WOOD 1 POLE 55' | 1983-07-01 | 1983-07-01 | CPR Conversion
0 | 0 | 0 | 0 | 2024-12-01 | BH Colorado Electric Oper Co | Regulated Electric (122) | X DNU #892 (D) Penrose Sub | WPC Transmission Line # 892 (D) Penrose Sub #1-#59 | 135500 | Wood 1 Pole 55': 7911015500 | 9974597 | WOOD 1 POLE 55' | 1979-07-01 | 1979-07-01 | CPR Conversion
0 | 0 | 0 | 0 | 2024-12-01 | BH Colorado Electric Oper Co | Regulated Electric (122) | X DNU #892 (D) Penrose Sub | WPC Transmission Line # 892 (D) Penrose Sub #1-#59 | 135500 | Wood 1 Pole 60': 7911016000 | 9974596 | WOOD 1 POLE 60' | 1979-07-01 | 1979-07-01 | CPR Conversion
0 | 0 | 0 | 0 | 2024-12-01 | BH Colorado Electric Oper Co | Regulated Electric (122) | X DNU #892 (D) Penrose Sub | WPC Transmission Line # 892 (D) Penrose Sub #1-#59 | 135500 | Wood 1 Pole 70': 7911017000 | 9974595 | WOOD 1 POLE 70' | 1979-07-01 | 1979-07-01 | CPR Conversion
0 | 0 | 0 | 0 | 2024-12-01 | BH Colorado Electric Oper Co | Regulated Electric (122) | X DNU #892 (D) Penrose Sub | WPC Transmission Line # 892 (D) Penrose Sub #1-#59 | 135500 | Wood 2 Poles 60': 7911026000 | 9974593 | WOOD 2 POLES 60' | 1983-07-01 | 1983-07-01 | CPR Conversion
0 | 0 | 0 | 0 | 2024-12-01 | BH Colorado Electric Oper Co | Regulated Electric (122) | X DNU #892 (D) Penrose Sub | WPC Transmission Line # 892 (D) Penrose Sub #1-#59 | 135500 | Wood 3 Poles 60': 7911046000 | 9974592 | WOOD 3 POLES 60' | 1983-07-01 | 1983-07-01 | CPR Conversion
0 | 0 | 0 | 0 | 2024-12-01 | BH Colorado Electric Oper Co | Regulated Electric (122) | X DNU #892 (D) Penrose Sub | WPC Transmission Line # 892 (D) Penrose Sub #1-#59 | 135600 | Conductor, Oh: 1681000000 | 9974590 | TRANSMISSION LINES-CONDUCTOR | 1983-07-01 | 1983-07-01 | CPR Conversion
0 | 0 | 0 | 0 | 2024-12-01 | BH Colorado Electric Oper Co | Regulated Electric (122) | X DNU #892 (D) Penrose Sub | WPC Transmission Line # 892 (D) Penrose Sub #1-#59 | 135600 | Conductor, Oh: 1681000000 | 9974591 | CONDUCTOR, OVERHEAD | 1979-07-01 | 1979-07-01 | CPR Conversion
1 | 0 | 0 | 0 | 2024-12-01 | BH Colorado Electric Oper Co | Regulated Electric (122) | X DNU #892 (D) Penrose Sub | WPC Transmission Line # 892 (D) Penrose Sub #1-#59 | 135600 | Estimated Additions: 0010000000 | 9995431 | Repl arms/ins Penrose 69kV Ln | 2004-06-01 | 2005-11-01 | 10018507
0 | 0 | 0 | 0 | 2024-12-01 | BH Colorado Electric Oper Co | Regulated Electric (122) | X DNU #892 (D) Penrose Sub | WPC Transmission Line # 892 (D) Penrose Sub #1-#59 | 135600 | Post Insulators: 4272000000 | 9996334 | POST INSULATORS | 2004-06-01 | 2005-01-01 | 10018507
0 | 0 | 0 | 0 | 2024-12-01 | BH Colorado Electric Oper Co | Regulated Electric (122) | X DNU #892 (D) Penrose Sub | WPC Transmission Line # 892 (D) Penrose Sub #1-#59 | 135600 | Static Wire (Transmission Lines): 1682000000 | 9974589 | STATIC WIRE (TRANSMISSION LINES) | 1979-07-01 | 1979-07-01 | CPR Conversion
0 | 0 | 0 | 0 | 2024-12-01 | BH Colorado Electric Oper Co | Regulated Electric (122) | X DNU #892 (D) Penrose Sub | WPC Transmission Line # 892 (D) Penrose Sub #1-#59 | 135600 | Static Wire (Transmission Lines): 1682000000 | 9974588 | STATIC WIRE (TRANSMISSION LINE | 1983-07-01 | 1983-07-01 | CPR Conversion
0 | 0 | 0 | 0 | 2024-12-01 | BH Colorado Electric Oper Co | Regulated Electric (122) | X DNU 207 (T) Canon W. Sub | 207 (T) Canon W. Sub - PSCO Junct-234 | 135500 | Crossarm Assemblies, Wood: 7914000000 | 21297708 | CROSSARM ASSEMBLIES, WOOD | 1963-07-01 | 1963-07-01 | 50507XFER
0 | 0 | 0 | 0 | 2024-12-01 | BH Colorado Electric Oper Co | Regulated Electric (122) | X DNU 207 (T) Canon W. Sub | 207 (T) Canon W. Sub - PSCO Junct-234 | 135500 | Crossarm Assemblies, Wood: 7914000000 | 21297694 | CROSSARM ASSEMBLIES, WOOD | 1958-07-01 | 1958-07-01 | 50507XFER
0 | 0 | 0 | 0 | 2024-12-01 | BH Colorado Electric Oper Co | Regulated Electric (122) | X DNU 207 (T) Canon W. Sub | 207 (T) Canon W. Sub - PSCO Junct-234 | 135500 | Crossarm Assemblies, Wood: 7914000000 | 21297701 | CROSSARM ASSEMBLIES, WOOD | 1958-07-01 | 1958-07-01 | 50507XFER
0 | 0 | 0 | 0 | 2024-12-01 | BH Colorado Electric Oper Co | Regulated Electric (122) | X DNU 207 (T) Canon W. Sub | 207 (T) Canon W. Sub - PSCO Junct-234 | 135500 | Crossarm Assemblies, Wood: 7914000000 | 21297687 | CROSSARM ASSEMBLIES, WOOD | 1958-07-01 | 1958-07-01 | 50507XFER
0 | 0 | 0 | 0 | 2024-12-01 | BH Colorado Electric Oper Co | Regulated Electric (122) | X DNU 207 (T) Canon W. Sub | 207 (T) Canon W. Sub - PSCO Junct-234 | 135500 | Pole, Other: 7910000000 | 9801798 | POLE, OTHER | 1994-09-30 | 2001-01-01 | 23554820
0 | 0 | 0 | 0 | 2024-12-01 | BH Colorado Electric Oper Co | Regulated Electric (122) | X DNU 207 (T) Canon W. Sub | 207 (T) Canon W. Sub - PSCO Junct-234 | 135500 | Pole, Steel: 7912000000 | 21297715 | POLE, STEEL | 2002-06-26 | 2002-01-01 | 50507XFER
0 | 0 | 0 | 0 | 2024-12-01 | BH Colorado Electric Oper Co | Regulated Electric (122) | X DNU 207 (T) Canon W. Sub | 207 (T) Canon W. Sub - PSCO Junct-234 | 135500 | Pole, Wood, 60': 6161600000 | 21297771 | Pole, Wood, 60' | 1958-07-01 | 1958-07-01 | 50507XFER
0 | 0 | 0 | 0 | 2024-12-01 | BH Colorado Electric Oper Co | Regulated Electric (122) | X DNU 207 (T) Canon W. Sub | 207 (T) Canon W. Sub - PSCO Junct-234 | 135500 | Pole, Wood: 7911000000 | 21297736 | POLE, WOOD | 1958-07-01 | 1958-07-01 | 50507XFER
0 | 0 | 0 | 0 | 2024-12-01 | BH Colorado Electric Oper Co | Regulated Electric (122) | X DNU 207 (T) Canon W. Sub | 207 (T) Canon W. Sub - PSCO Junct-234 | 135500 | Pole, Wood: 7911000000 | 21297750 | POLE, WOOD | 1963-07-01 | 1963-07-01 | 50507XFER
0 | 0 | 0 | 0 | 2024-12-01 | BH Colorado Electric Oper Co | Regulated Electric (122) | X DNU 207 (T) Canon W. Sub | 207 (T) Canon W. Sub - PSCO Junct-234 | 135500 | Pole, Wood: 7911000000 | 21297764 | POLE, WOOD | 1994-07-01 | 1994-07-01 | 50507XFER
0 | 0 | 0 | 0 | 2024-12-01 | BH Colorado Electric Oper Co | Regulated Electric (122) | X DNU 207 (T) Canon W. Sub | 207 (T) Canon W. Sub - PSCO Junct-234 | 135500 | Pole, Wood: 7911000000 | 21297722 | POLE, WOOD | 1958-07-01 | 1958-07-01 | 50507XFER
0 | 0 | 0 | 0 | 2024-12-01 | BH Colorado Electric Oper Co | Regulated Electric (122) | X DNU 207 (T) Canon W. Sub | 207 (T) Canon W. Sub - PSCO Junct-234 | 135500 | Pole, Wood: 7911000000 | 21297743 | POLE, WOOD | 1963-07-01 | 1963-07-01 | 50507XFER
0 | 0 | 0 | 0 | 2024-12-01 | BH Colorado Electric Oper Co | Regulated Electric (122) | X DNU 207 (T) Canon W. Sub | 207 (T) Canon W. Sub - PSCO Junct-234 | 135500 | Pole, Wood: 7911000000 | 21297729 | POLE, WOOD | 1958-07-01 | 1958-07-01 | 50507XFER
0 | 0 | 0 | 0 | 2024-12-01 | BH Colorado Electric Oper Co | Regulated Electric (122) | X DNU 207 (T) Canon W. Sub | 207 (T) Canon W. Sub - PSCO Junct-234 | 135500 | Pole, Wood: 7911000000 | 21297757 | POLE, WOOD | 1994-07-01 | 1994-07-01 | 50507XFER
0 | 0 | 0 | 0 | 2024-12-01 | BH Colorado Electric Oper Co | Regulated Electric (122) | X DNU 207 (T) Canon W. Sub | 207 (T) Canon W. Sub - PSCO Junct-234 | 135600 | Conductor, Oh: 1681000000 | 21297680 | CONDUCTOR, OVERHEAD | 1958-07-01 | 1958-07-01 | 50507XFER
0 | 0 | 0 | 0 | 2024-12-01 | BH Colorado Electric Oper Co | Regulated Electric (122) | X DNU 207 (T) Canon W. Sub | 207 (T) Canon W. Sub - PSCO Junct-234 | 135600 | Static Wire (Transmission Lines): 1682000000 | 21297778 | STATIC WIRE (TRANSMISSION LINES) | 1958-07-01 | 1958-07-01 | 50507XFER
0 | 0 | 0 | 0 | 2024-12-01 | BH Colorado Electric Oper Co | Regulated Electric (122) | X DNU 230 (T) W. Station - Xcel Tap | WPC Transmission Line # 230 | 135002 | Land Rights - Non-Depreciable: 4552XXXXXX | 9718844 | T-LIN S17 T19 R65 | 1955-07-01 | 1955-07-01 | CPR Conversion
0 | 0 | 0 | 0 | 2024-12-01 | BH Colorado Electric Oper Co | Regulated Electric (122) | X DNU 230 (T) W. Station - Xcel Tap | WPC Transmission Line # 230 | 135002 | Land Rights - Non-Depreciable: 4552XXXXXX | 9870022 | T-LIN S17 T18 R65 | 1955-07-01 | 1955-07-01 | CPR Conversion
0 | 0 | 0 | 0 | 2024-12-01 | BH Colorado Electric Oper Co | Regulated Electric (122) | X DNU 230 (T) W. Station - Xcel Tap | WPC Transmission Line # 230 | 135002 | Land Rights - Non-Depreciable: 4552XXXXXX | 9870024 | T-LIN S27 T20 R65 | 1955-07-01 | 1955-07-01 | CPR Conversion
0 | 0 | 0 | 0 | 2024-12-01 | BH Colorado Electric Oper Co | Regulated Electric (122) | X DNU 230 (T) W. Station - Xcel Tap | WPC Transmission Line # 230 | 135002 | Land Rights - Non-Depreciable: 4552XXXXXX | 9870019 | T-LIN S17 T20 R65 | 1955-07-01 | 1955-07-01 | CPR Conversion
0 | 0 | 0 | 0 | 2024-12-01 | BH Colorado Electric Oper Co | Regulated Electric (122) | X DNU 230 (T) W. Station - Xcel Tap | WPC Transmission Line # 230 | 135002 | Land Rights - Non-Depreciable: 4552XXXXXX | 9727121 | T-LIN S20 T17 R75 | 1969-07-01 | 1969-07-01 | CPR Conversion
0 | 0 | 0 | 0 | 2024-12-01 | BH Colorado Electric Oper Co | Regulated Electric (122) | X DNU 230 (T) W. Station - Xcel Tap | WPC Transmission Line # 230 | 135002 | Land Rights - Non-Depreciable: 4552XXXXXX | 9870017 | T-LIN S32 T20 R65 | 1955-07-01 | 1955-07-01 | CPR Conversion
0 | 0 | 0 | 0 | 2024-12-01 | BH Colorado Electric Oper Co | Regulated Electric (122) | X DNU 230 (T) W. Station - Xcel Tap | WPC Transmission Line # 230 | 135002 | Land Rights - Non-Depreciable: 4552XXXXXX | 9870018 | T-LIN S20 T19 R65 | 1955-07-01 | 1955-07-01 | CPR Conversion
0 | 0 | 0 | 0 | 2024-12-01 | BH Colorado Electric Oper Co | Regulated Electric (122) | X DNU 230 (T) W. Station - Xcel Tap | WPC Transmission Line # 230 | 135002 | Land Rights - Non-Depreciable: 4552XXXXXX | 9870023 | T-LIN S28 T20 R65 | 1955-07-01 | 1955-07-01 | CPR Conversion
0 | 0 | 0 | 0 | 2024-12-01 | BH Colorado Electric Oper Co | Regulated Electric (122) | X DNU 230 (T) W. Station - Xcel Tap | WPC Transmission Line # 230 | 135002 | Land Rights - Non-Depreciable: 4552XXXXXX | 9870020 | T-LIN S18 T19 R65 | 1955-07-01 | 1955-07-01 | CPR Conversion
0 | 0 | 0 | 0 | 2024-12-01 | BH Colorado Electric Oper Co | Regulated Electric (122) | X DNU 230 (T) W. Station - Xcel Tap | WPC Transmission Line # 230 | 135002 | Land Rights - Non-Depreciable: 4552XXXXXX | 9870025 | T-LIN S25 T20 R65 | 1955-07-01 | 1955-07-01 | CPR Conversion
0 | 0 | 0 | 0 | 2024-12-01 | BH Colorado Electric Oper Co | Regulated Electric (122) | X DNU 230 (T) W. Station - Xcel Tap | WPC Transmission Line # 230 | 135002 | Land Rights - Non-Depreciable: 4552XXXXXX | 9870021 | T-LIN S29 T18 R65 | 1955-07-01 | 1955-07-01 | CPR Conversion
0 | 0 | 0 | 0 | 2024-12-01 | BH Colorado Electric Oper Co | Regulated Electric (122) | X DNU 230 (T) W. Station - Xcel Tap | WPC Transmission Line # 230 | 135500 | Crossarm Assemblies, Wood: 7914000000 | 9802695 | CROSSARM ASSEMBLIES, WOOD | 1977-07-01 | 1977-07-01 | WCDXFER
0 | 0 | 0 | 0 | 2024-12-01 | BH Colorado Electric Oper Co | Regulated Electric (122) | X DNU 230 (T) W. Station - Xcel Tap | WPC Transmission Line # 230 | 135500 | Crossarm Assemblies, Wood: 7914000000 | 9802458 | CROSSARM ASSEMBLIES, WOOD | 1969-07-01 | 1969-07-01 | WCDXFER
0 | 0 | 0 | 0 | 2024-12-01 | BH Colorado Electric Oper Co | Regulated Electric (122) | X DNU 230 (T) W. Station - Xcel Tap | WPC Transmission Line # 230 | 135500 | Crossarm Assemblies, Wood: 7914000000 | 9802693 | CROSSARM ASSEMBLIES, WOOD | 1953-07-01 | 1953-07-01 | WCDXFER
0 | 0 | 0 | 0 | 2024-12-01 | BH Colorado Electric Oper Co | Regulated Electric (122) | X DNU 230 (T) W. Station - Xcel Tap | WPC Transmission Line # 230 | 135500 | Crossarm Assemblies, Wood: 7914000000 | 9802615 | CROSSARM ASSEMBLIES, WOOD | 1992-07-01 | 1992-07-01 | WCDXFER
0 | 0 | 0 | 0 | 2024-12-01 | BH Colorado Electric Oper Co | Regulated Electric (122) | X DNU 230 (T) W. Station - Xcel Tap | WPC Transmission Line # 230 | 135500 | Crossarm Assemblies, Wood: 7914000000 | 9801914 | CROSSARM ASSEMBLIES, WOOD | 1969-07-01 | 1969-07-01 | WCDXFER
0 | 0 | 0 | 0 | 2024-12-01 | BH Colorado Electric Oper Co | Regulated Electric (122) | X DNU 230 (T) W. Station - Xcel Tap | WPC Transmission Line # 230 | 135500 | Crossarm Assemblies, Wood: 7914000000 | 9801944 | CROSSARM ASSEMBLIES, WOOD | 1969-07-01 | 1969-07-01 | WCDXFER
0 | 0 | 0 | 0 | 2024-12-01 | BH Colorado Electric Oper Co | Regulated Electric (122) | X DNU 230 (T) W. Station - Xcel Tap | WPC Transmission Line # 230 | 135500 | Crossarm Assemblies, Wood: 7914000000 | 9802459 | CROSSARM ASSEMBLIES, WOOD | 1970-07-01 | 1970-07-01 | WCDXFER
0 | 0 | 0 | 0 | 2024-12-01 | BH Colorado Electric Oper Co | Regulated Electric (122) | X DNU 230 (T) W. Station - Xcel Tap | WPC Transmission Line # 230 | 135500 | Crossarm Assemblies, Wood: 7914000000 | 9802460 | CROSSARM ASSEMBLIES, WOOD | 1992-07-01 | 1992-07-01 | WCDXFER
0 | 0 | 0 | 0 | 2024-12-01 | BH Colorado Electric Oper Co | Regulated Electric (122) | X DNU 230 (T) W. Station - Xcel Tap | WPC Transmission Line # 230 | 135500 | Crossarm Assemblies, Wood: 7914000000 | 9802613 | CROSSARM ASSEMBLIES, WOOD | 1953-07-01 | 1953-07-01 | WCDXFER
0 | 0 | 0 | 0 | 2024-12-01 | BH Colorado Electric Oper Co | Regulated Electric (122) | X DNU 230 (T) W. Station - Xcel Tap | WPC Transmission Line # 230 | 135500 | Crossarm Assemblies, Wood: 7914000000 | 9802805 | CROSSARM ASSEMBLIES, WOOD | 1960-07-01 | 1960-07-01 | WCDXFER
0 | 0 | 0 | 0 | 2024-12-01 | BH Colorado Electric Oper Co | Regulated Electric (122) | X DNU 230 (T) W. Station - Xcel Tap | WPC Transmission Line # 230 | 135500 | Crossarm Assemblies, Wood: 7914000000 | 9802696 | CROSSARM ASSEMBLIES, WOOD | 1992-07-01 | 1992-07-01 | WCDXFER
0 | 0 | 0 | 0 | 2024-12-01 | BH Colorado Electric Oper Co | Regulated Electric (122) | X DNU 230 (T) W. Station - Xcel Tap | WPC Transmission Line # 230 | 135500 | Crossarm Assemblies, Wood: 7914000000 | 9802694 | CROSSARM ASSEMBLIES, WOOD | 1969-07-01 | 1969-07-01 | WCDXFER
0 | 0 | 0 | 0 | 2024-12-01 | BH Colorado Electric Oper Co | Regulated Electric (122) | X DNU 230 (T) W. Station - Xcel Tap | WPC Transmission Line # 230 | 135500 | Crossarm Assemblies, Wood: 7914000000 | 9801913 | CROSSARM ASSEMBLIES, WOOD | 1953-07-01 | 1953-07-01 | WCDXFER
0 | 0 | 0 | 0 | 2024-12-01 | BH Colorado Electric Oper Co | Regulated Electric (122) | X DNU 230 (T) W. Station - Xcel Tap | WPC Transmission Line # 230 | 135500 | Crossarm Assemblies, Wood: 7914000000 | 9802614 | CROSSARM ASSEMBLIES, WOOD | 1969-07-01 | 1969-07-01 | WCDXFER
0 | 0 | 0 | 0 | 2024-12-01 | BH Colorado Electric Oper Co | Regulated Electric (122) | X DNU 230 (T) W. Station - Xcel Tap | WPC Transmission Line # 230 | 135500 | Crossarm Assemblies, Wood: 7914000000 | 9802881 | CROSSARM ASSEMBLIES, WOOD | 1977-07-01 | 1977-07-01 | WCDXFER
0 | 0 | 0 | 0 | 2024-12-01 | BH Colorado Electric Oper Co | Regulated Electric (122) | X DNU 230 (T) W. Station - Xcel Tap | WPC Transmission Line # 230 | 135500 | Crossarm Assemblies, Wood: 7914000000 | 9801943 | CROSSARM ASSEMBLIES, WOOD | 1953-07-01 | 1953-07-01 | WCDXFER
0 | 0 | 0 | 0 | 2024-12-01 | BH Colorado Electric Oper Co | Regulated Electric (122) | X DNU 230 (T) W. Station - Xcel Tap | WPC Transmission Line # 230 | 135500 | Crossarm Assemblies, Wood: 7914000000 | 9801946 | CROSSARM ASSEMBLIES, WOOD | 1992-07-01 | 1992-07-01 | WCDXFER
0 | 0 | 0 | 0 | 2024-12-01 | BH Colorado Electric Oper Co | Regulated Electric (122) | X DNU 230 (T) W. Station - Xcel Tap | WPC Transmission Line # 230 | 135500 | Crossarm Assemblies, Wood: 7914000000 | 9802457 | CROSSARM ASSEMBLIES, WOOD | 1953-07-01 | 1953-07-01 | WCDXFER
0 | 0 | 0 | 0 | 2024-12-01 | BH Colorado Electric Oper Co | Regulated Electric (122) | X DNU 230 (T) W. Station - Xcel Tap | WPC Transmission Line # 230 | 135500 | Crossarm Assemblies, Wood: 7914000000 | 9801945 | CROSSARM ASSEMBLIES, WOOD | 1986-07-01 | 1986-07-01 | WCDXFER
0 | 0 | 0 | 0 | 2024-12-01 | BH Colorado Electric Oper Co | Regulated Electric (122) | X DNU 230 (T) W. Station - Xcel Tap | WPC Transmission Line # 230 | 135500 | Crossarm Assemblies, Wood: 7914000000 | 9801830 | CROSSARM ASSEMBLIES, WOOD | 1960-07-01 | 1960-07-01 | WCDXFER
0 | 0 | 0 | 0 | 2024-12-01 | BH Colorado Electric Oper Co | Regulated Electric (122) | X DNU 230 (T) W. Station - Xcel Tap | WPC Transmission Line # 230 | 135500 | Pole, Wood: 7911000000 | 9803233 | POLE, WOOD | 1977-07-01 | 1977-07-01 | WCDXFER
0 | 0 | 0 | 0 | 2024-12-01 | BH Colorado Electric Oper Co | Regulated Electric (122) | X DNU 230 (T) W. Station - Xcel Tap | WPC Transmission Line # 230 | 135500 | Pole, Wood: 7911000000 | 9803153 | POLE, WOOD | 1992-07-01 | 1992-07-01 | WCDXFER
0 | 0 | 0 | 0 | 2024-12-01 | BH Colorado Electric Oper Co | Regulated Electric (122) | X DNU 230 (T) W. Station - Xcel Tap | WPC Transmission Line # 230 | 135500 | Pole, Wood: 7911000000 | 9802139 | POLE, WOOD | 1960-07-01 | 1960-07-01 | WCDXFER
0 | 0 | 0 | 0 | 2024-12-01 | BH Colorado Electric Oper Co | Regulated Electric (122) | X DNU 230 (T) W. Station - Xcel Tap | WPC Transmission Line # 230 | 135500 | Pole, Wood: 7911000000 | 9802999 | POLE, WOOD | 1992-07-01 | 1992-07-01 | WCDXFER
0 | 0 | 0 | 0 | 2024-12-01 | BH Colorado Electric Oper Co | Regulated Electric (122) | X DNU 230 (T) W. Station - Xcel Tap | WPC Transmission Line # 230 | 135500 | Pole, Wood: 7911000000 | 9802253 | POLE, WOOD | 1969-07-01 | 1969-07-01 | WCDXFER
0 | 0 | 0 | 0 | 2024-12-01 | BH Colorado Electric Oper Co | Regulated Electric (122) | X DNU 230 (T) W. Station - Xcel Tap | WPC Transmission Line # 230 | 135500 | Pole, Wood: 7911000000 | 9803502 | POLE, WOOD | 1977-07-01 | 1977-07-01 | WCDXFER
0 | 0 | 0 | 0 | 2024-12-01 | BH Colorado Electric Oper Co | Regulated Electric (122) | X DNU 230 (T) W. Station - Xcel Tap | WPC Transmission Line # 230 | 135500 | Pole, Wood: 7911000000 | 9803234 | POLE, WOOD | 1992-07-01 | 1992-07-01 | WCDXFER
0 | 0 | 0 | 0 | 2024-12-01 | BH Colorado Electric Oper Co | Regulated Electric (122) | X DNU 230 (T) W. Station - Xcel Tap | WPC Transmission Line # 230 | 135500 | Pole, Wood: 7911000000 | 9802222 | POLE, WOOD | 1953-07-01 | 1953-07-01 | WCDXFER
0 | 0 | 0 | 0 | 2024-12-01 | BH Colorado Electric Oper Co | Regulated Electric (122) | X DNU 230 (T) W. Station - Xcel Tap | WPC Transmission Line # 230 | 135500 | Pole, Wood: 7911000000 | 9802252 | POLE, WOOD | 1953-07-01 | 1953-07-01 | WCDXFER
0 | 0 | 0 | 0 | 2024-12-01 | BH Colorado Electric Oper Co | Regulated Electric (122) | X DNU 230 (T) W. Station - Xcel Tap | WPC Transmission Line # 230 | 135500 | Pole, Wood: 7911000000 | 9803151 | POLE, WOOD | 1953-07-01 | 1953-07-01 | WCDXFER
0 | 0 | 0 | 0 | 2024-12-01 | BH Colorado Electric Oper Co | Regulated Electric (122) | X DNU 230 (T) W. Station - Xcel Tap | WPC Transmission Line # 230 | 135500 | Pole, Wood: 7911000000 | 9803232 | POLE, WOOD | 1969-07-01 | 1969-07-01 | WCDXFER
0 | 0 | 0 | 0 | 2024-12-01 | BH Colorado Electric Oper Co | Regulated Electric (122) | X DNU 230 (T) W. Station - Xcel Tap | WPC Transmission Line # 230 | 135500 | Pole, Wood: 7911000000 | 9802998 | POLE, WOOD | 1970-07-01 | 1970-07-01 | WCDXFER
0 | 0 | 0 | 0 | 2024-12-01 | BH Colorado Electric Oper Co | Regulated Electric (122) | X DNU 230 (T) W. Station - Xcel Tap | WPC Transmission Line # 230 | 135500 | Pole, Wood: 7911000000 | 9802997 | POLE, WOOD | 1969-07-01 | 1969-07-01 | WCDXFER
0 | 0 | 0 | 0 | 2024-12-01 | BH Colorado Electric Oper Co | Regulated Electric (122) | X DNU 230 (T) W. Station - Xcel Tap | WPC Transmission Line # 230 | 135500 | Pole, Wood: 7911000000 | 9802255 | POLE, WOOD | 1992-07-01 | 1992-07-01 | WCDXFER
0 | 0 | 0 | 0 | 2024-12-01 | BH Colorado Electric Oper Co | Regulated Electric (122) | X DNU 230 (T) W. Station - Xcel Tap | WPC Transmission Line # 230 | 135500 | Pole, Wood: 7911000000 | 9802254 | POLE, WOOD | 1986-07-01 | 1986-07-01 | WCDXFER
0 | 0 | 0 | 0 | 2024-12-01 | BH Colorado Electric Oper Co | Regulated Electric (122) | X DNU 230 (T) W. Station - Xcel Tap | WPC Transmission Line # 230 | 135500 | Pole, Wood: 7911000000 | 9803231 | POLE, WOOD | 1953-07-01 | 1953-07-01 | WCDXFER
0 | 0 | 0 | 0 | 2024-12-01 | BH Colorado Electric Oper Co | Regulated Electric (122) | X DNU 230 (T) W. Station - Xcel Tap | WPC Transmission Line # 230 | 135500 | Pole, Wood: 7911000000 | 9803152 | POLE, WOOD | 1969-07-01 | 1969-07-01 | WCDXFER
0 | 0 | 0 | 0 | 2024-12-01 | BH Colorado Electric Oper Co | Regulated Electric (122) | X DNU 230 (T) W. Station - Xcel Tap | WPC Transmission Line # 230 | 135500 | Pole, Wood: 7911000000 | 9802187 | POLE, WOOD | 1969-07-01 | 1969-07-01 | WCDXFER
0 | 0 | 0 | 0 | 2024-12-01 | BH Colorado Electric Oper Co | Regulated Electric (122) | X DNU 230 (T) W. Station - Xcel Tap | WPC Transmission Line # 230 | 135500 | Pole, Wood: 7911000000 | 9803349 | POLE, WOOD | 1960-07-01 | 1960-07-01 | WCDXFER
0 | 0 | 0 | 0 | 2024-12-01 | BH Colorado Electric Oper Co | Regulated Electric (122) | X DNU 230 (T) W. Station - Xcel Tap | WPC Transmission Line # 230 | 135500 | Pole, Wood: 7911000000 | 9803032 | POLE, WOOD | 1953-07-01 | 1953-07-01 | WCDXFER
0 | 0 | 0 | 0 | 2024-12-01 | BH Colorado Electric Oper Co | Regulated Electric (122) | X DNU 230 (T) W. Station - Xcel Tap | WPC Transmission Line # 230 | 135500 | Wood 1 Pole 30': 7911013000 | 9974703 | WOOD 1 POLE 30' | 1960-07-01 | 1960-07-01 | CPR Conversion
0 | 0 | 0 | 0 | 2024-12-01 | BH Colorado Electric Oper Co | Regulated Electric (122) | X DNU 230 (T) W. Station - Xcel Tap | WPC Transmission Line # 230 | 135500 | Wood 1 Pole 50': 7911015000 | 9724172 | WOOD 1 POLE 50' | 1969-07-01 | 1969-07-01 | CPR Conversion
0 | 0 | 0 | 0 | 2024-12-01 | BH Colorado Electric Oper Co | Regulated Electric (122) | X DNU 230 (T) W. Station - Xcel Tap | WPC Transmission Line # 230 | 135500 | Wood 1 Pole 50': 7911015000 | 9974702 | WOOD 1 POLE 50' | 1953-07-01 | 1953-07-01 | CPR Conversion
0 | 0 | 0 | 0 | 2024-12-01 | BH Colorado Electric Oper Co | Regulated Electric (122) | X DNU 230 (T) W. Station - Xcel Tap | WPC Transmission Line # 230 | 135500 | Wood 1 Pole 55': 7911015500 | 9974700 | WOOD 1 POLE 55' | 1986-07-01 | 1986-07-01 | CPR Conversion
0 | 0 | 0 | 0 | 2024-12-01 | BH Colorado Electric Oper Co | Regulated Electric (122) | X DNU 230 (T) W. Station - Xcel Tap | WPC Transmission Line # 230 | 135500 | Wood 1 Pole 55': 7911015500 | 9706641 | WOOD 1 POLE 55' | 1953-07-01 | 1953-07-01 | CPR Conversion
0 | 0 | 0 | 0 | 2024-12-01 | BH Colorado Electric Oper Co | Regulated Electric (122) | X DNU 230 (T) W. Station - Xcel Tap | WPC Transmission Line # 230 | 135500 | Wood 1 Pole 55': 7911015500 | 9974699 | WOOD 1 POLE 55' | 1992-07-01 | 1992-07-01 | CPR Conversion
0 | 0 | 0 | 0 | 2024-12-01 | BH Colorado Electric Oper Co | Regulated Electric (122) | X DNU 230 (T) W. Station - Xcel Tap | WPC Transmission Line # 230 | 135500 | Wood 1 Pole 55': 7911015500 | 9974701 | WOOD 1 POLE 55' | 1969-07-01 | 1969-07-01 | CPR Conversion
0 | 0 | 0 | 0 | 2024-12-01 | BH Colorado Electric Oper Co | Regulated Electric (122) | X DNU 230 (T) W. Station - Xcel Tap | WPC Transmission Line # 230 | 135500 | Wood 1 Pole 60': 7911016000 | 9974695 | WOOD 1 POLE 60' | 1992-07-01 | 1992-07-01 | CPR Conversion
0 | 0 | 0 | 0 | 2024-12-01 | BH Colorado Electric Oper Co | Regulated Electric (122) | X DNU 230 (T) W. Station - Xcel Tap | WPC Transmission Line # 230 | 135500 | Wood 1 Pole 60': 7911016000 | 9974696 | WOOD 1 POLE 60' | 1970-07-01 | 1970-07-01 | CPR Conversion
0 | 0 | 0 | 0 | 2024-12-01 | BH Colorado Electric Oper Co | Regulated Electric (122) | X DNU 230 (T) W. Station - Xcel Tap | WPC Transmission Line # 230 | 135500 | Wood 1 Pole 60': 7911016000 | 9974697 | WOOD 1 POLE 60' | 1969-07-01 | 1969-07-01 | CPR Conversion
0 | 0 | 0 | 0 | 2024-12-01 | BH Colorado Electric Oper Co | Regulated Electric (122) | X DNU 230 (T) W. Station - Xcel Tap | WPC Transmission Line # 230 | 135500 | Wood 1 Pole 60': 7911016000 | 9974698 | WOOD 1 POLE 60' | 1953-07-01 | 1953-07-01 | CPR Conversion
0 | 0 | 0 | 0 | 2024-12-01 | BH Colorado Electric Oper Co | Regulated Electric (122) | X DNU 230 (T) W. Station - Xcel Tap | WPC Transmission Line # 230 | 135500 | Wood 1 Pole 65': 7911016500 | 9974694 | WOOD 1 POLE 65' | 1969-07-01 | 1969-07-01 | CPR Conversion
0 | 0 | 0 | 0 | 2024-12-01 | BH Colorado Electric Oper Co | Regulated Electric (122) | X DNU 230 (T) W. Station - Xcel Tap | WPC Transmission Line # 230 | 135500 | Wood 1 Pole 65': 7911016500 | 9709885 | WOOD 1 POLE 65' | 1953-07-01 | 1953-07-01 | CPR Conversion
0 | 0 | 0 | 0 | 2024-12-01 | BH Colorado Electric Oper Co | Regulated Electric (122) | X DNU 230 (T) W. Station - Xcel Tap | WPC Transmission Line # 230 | 135500 | Wood 1 Pole 65': 7911016500 | 9693325 | WOOD 1 POLE 65' | 1992-07-01 | 1992-07-01 | CPR Conversion
0 | 0 | 0 | 0 | 2024-12-01 | BH Colorado Electric Oper Co | Regulated Electric (122) | X DNU 230 (T) W. Station - Xcel Tap | WPC Transmission Line # 230 | 135500 | Wood 1 Pole 70': 7911017000 | 9724171 | WOOD 1 POLE 70' | 1992-07-01 | 1992-07-01 | CPR Conversion
0 | 0 | 0 | 0 | 2024-12-01 | BH Colorado Electric Oper Co | Regulated Electric (122) | X DNU 230 (T) W. Station - Xcel Tap | WPC Transmission Line # 230 | 135500 | Wood 1 Pole 70': 7911017000 | 9974692 | WOOD 1 POLE 70' | 1977-07-01 | 1977-07-01 | CPR Conversion
0 | 0 | 0 | 0 | 2024-12-01 | BH Colorado Electric Oper Co | Regulated Electric (122) | X DNU 230 (T) W. Station - Xcel Tap | WPC Transmission Line # 230 | 135500 | Wood 1 Pole 70': 7911017000 | 9728062 | WOOD 1 POLE 70' | 1969-07-01 | 1969-07-01 | CPR Conversion
0 | 0 | 0 | 0 | 2024-12-01 | BH Colorado Electric Oper Co | Regulated Electric (122) | X DNU 230 (T) W. Station - Xcel Tap | WPC Transmission Line # 230 | 135500 | Wood 1 Pole 70': 7911017000 | 9974693 | WOOD 1 POLE 70' | 1953-07-01 | 1953-07-01 | CPR Conversion
0 | 0 | 0 | 0 | 2024-12-01 | BH Colorado Electric Oper Co | Regulated Electric (122) | X DNU 230 (T) W. Station - Xcel Tap | WPC Transmission Line # 230 | 135500 | Wood 1 Pole 80': 7911018000 | 9974691 | WOOD 1 POLE 80' | 1960-07-01 | 1960-07-01 | CPR Conversion
0 | 0 | 0 | 0 | 2024-12-01 | BH Colorado Electric Oper Co | Regulated Electric (122) | X DNU 230 (T) W. Station - Xcel Tap | WPC Transmission Line # 230 | 135500 | Wood 2 Poles 70': 7911027000 | 9974690 | WOOD 2 POLES 70' | 1977-07-01 | 1977-07-01 | CPR Conversion
0 | 0 | 0 | 0 | 2024-12-01 | BH Colorado Electric Oper Co | Regulated Electric (122) | X DNU 230 (T) W. Station - Xcel Tap | WPC Transmission Line # 230 | 135600 | Conductor, Oh: 1681000000 | 9974689 | CONDUCTOR, OVERHEAD | 1953-07-01 | 1953-07-01 | CPR Conversion
0 | 0 | 0 | 0 | 2024-12-01 | BH Colorado Electric Oper Co | Regulated Electric (122) | X DNU 230 (T) W. Station - Xcel Tap | WPC Transmission Line # 230 | 135600 | Conductor, Oh: 1681000000 | 9974688 | TRANSMISSION LINES-CONDUCTOR | 1960-07-01 | 1960-07-01 | CPR Conversion
0 | 0 | 0 | 0 | 2024-12-01 | BH Colorado Electric Oper Co | Regulated Electric (122) | X DNU 230 (T) W. Station - Xcel Tap | WPC Transmission Line # 230 | 135600 | Conductor, Oh: 1681000000 | 9974687 | TRANSMISSION LINES-CONDUCTOR | 1969-07-01 | 1969-07-01 | CPR Conversion
0 | 0 | 0 | 0 | 2024-12-01 | BH Colorado Electric Oper Co | Regulated Electric (122) | X DNU 230 (T) W. Station - Xcel Tap | WPC Transmission Line # 230 | 135600 | Static Wire (Transmission Lines): 1682000000 | 9974685 | STATIC WIRE (TRANSMISSION LINE | 1969-07-01 | 1969-07-01 | CPR Conversion
0 | 0 | 0 | 0 | 2024-12-01 | BH Colorado Electric Oper Co | Regulated Electric (122) | X DNU 230 (T) W. Station - Xcel Tap | WPC Transmission Line # 230 | 135600 | Static Wire (Transmission Lines): 1682000000 | 9974686 | STATIC WIRE (TRANSMISSION LINES) | 1953-07-01 | 1953-07-01 | CPR Conversion
0 | 0 | 0 | 0 | 2024-12-01 | BH Colorado Electric Oper Co | Regulated Electric (122) | X DNU 804 (D) Boone Tap | WPC Transmission Line # 804 (D) Boone Tap #508 | 135500 | Crossarm Assemblies, Wood: 7914000000 | 9802416 | CROSSARM ASSEMBLIES, WOOD | 1982-07-01 | 1982-07-01 | WCDXFER
0 | 0 | 0 | 0 | 2024-12-01 | BH Colorado Electric Oper Co | Regulated Electric (122) | X DNU 804 (D) Boone Tap | WPC Transmission Line # 804 (D) Boone Tap #508 | 135500 | Crossarm Assemblies, Wood: 7914000000 | 9802417 | CROSSARM ASSEMBLIES, WOOD | 1984-07-01 | 1984-07-01 | WCDXFER
0 | 0 | 0 | 0 | 2024-12-01 | BH Colorado Electric Oper Co | Regulated Electric (122) | X DNU 804 (D) Boone Tap | WPC Transmission Line # 804 (D) Boone Tap #508 | 135500 | Crossarm Assemblies, Wood: 7914000000 | 9802418 | CROSSARM ASSEMBLIES, WOOD | 1986-07-01 | 1986-07-01 | WCDXFER
0 | 0 | 0 | 0 | 2024-12-01 | BH Colorado Electric Oper Co | Regulated Electric (122) | X DNU 804 (D) Boone Tap | WPC Transmission Line # 804 (D) Boone Tap #508 | 135500 | Crossarm Assemblies, Wood: 7914000000 | 9802687 | CROSSARM ASSEMBLIES, WOOD | 1996-07-01 | 1996-07-01 | WCDXFER
0 | 0 | 0 | 0 | 2024-12-01 | BH Colorado Electric Oper Co | Regulated Electric (122) | X DNU 804 (D) Boone Tap | WPC Transmission Line # 804 (D) Boone Tap #508 | 135500 | Pole, Wood: 7911000000 | 9802955 | POLE, WOOD | 1982-07-01 | 1982-07-01 | WCDXFER
0 | 0 | 0 | 0 | 2024-12-01 | BH Colorado Electric Oper Co | Regulated Electric (122) | X DNU 804 (D) Boone Tap | WPC Transmission Line # 804 (D) Boone Tap #508 | 135500 | Pole, Wood: 7911000000 | 9802956 | POLE, WOOD | 1984-07-01 | 1984-07-01 | WCDXFER
0 | 0 | 0 | 0 | 2024-12-01 | BH Colorado Electric Oper Co | Regulated Electric (122) | X DNU 804 (D) Boone Tap | WPC Transmission Line # 804 (D) Boone Tap #508 | 135500 | Pole, Wood: 7911000000 | 9803125 | POLE, WOOD | 1996-07-01 | 1996-07-01 | WCDXFER
0 | 0 | 0 | 0 | 2024-12-01 | BH Colorado Electric Oper Co | Regulated Electric (122) | X DNU 804 (D) Boone Tap | WPC Transmission Line # 804 (D) Boone Tap #508 | 135500 | Pole, Wood: 7911000000 | 9804946 | POLE, WOOD | 1984-07-01 | 1984-07-01 | WCDXFER
0 | 0 | 0 | 0 | 2024-12-01 | BH Colorado Electric Oper Co | Regulated Electric (122) | X DNU 804 (D) Boone Tap | WPC Transmission Line # 804 (D) Boone Tap #508 | 135500 | Pole, Wood: 7911000000 | 9802957 | POLE, WOOD | 1986-07-01 | 1986-07-01 | WCDXFER
0 | 0 | 0 | 0 | 2024-12-01 | BH Colorado Electric Oper Co | Regulated Electric (122) | X DNU 804 (D) Boone Tap | WPC Transmission Line # 804 (D) Boone Tap #508 | 135500 | Wood 1 Pole 55': 7911015500 | 9975102 | WOOD 1 POLE 55' | 1982-07-01 | 1982-07-01 | CPR Conversion
0 | 0 | 0 | 0 | 2024-12-01 | BH Colorado Electric Oper Co | Regulated Electric (122) | X DNU 804 (D) Boone Tap | WPC Transmission Line # 804 (D) Boone Tap #508 | 135500 | Wood 1 Pole 55': 7911015500 | 9975100 | WOOD 1 POLE 55' | 1986-07-01 | 1986-07-01 | CPR Conversion
0 | 0 | 0 | 0 | 2024-12-01 | BH Colorado Electric Oper Co | Regulated Electric (122) | X DNU 804 (D) Boone Tap | WPC Transmission Line # 804 (D) Boone Tap #508 | 135500 | Wood 1 Pole 55': 7911015500 | 9975101 | WOOD 1 POLE 55' | 1984-07-01 | 1984-07-01 | CPR Conversion
0 | 0 | 0 | 0 | 2024-12-01 | BH Colorado Electric Oper Co | Regulated Electric (122) | X DNU 804 (D) Boone Tap | WPC Transmission Line # 804 (D) Boone Tap #508 | 135500 | Wood 1 Pole 65': 7911016500 | 9776102 | STREET POLE - WOOD 65 FT. | 1996-07-01 | 1996-07-01 | CPR Conversion
0 | 0 | 0 | 0 | 2024-12-01 | BH Colorado Electric Oper Co | Regulated Electric (122) | X DNU 804 (D) Boone Tap | WPC Transmission Line # 804 (D) Boone Tap #508 | 135500 | Wood 3 Poles 65': 7911046500 | 9706654 | WOOD 3 POLES 65' | 1984-07-01 | 1984-07-01 | CPR Conversion
0 | 0 | 0 | 0 | 2024-12-01 | BH Colorado Electric Oper Co | Regulated Electric (122) | X DNU 804 (D) Boone Tap | WPC Transmission Line # 804 (D) Boone Tap #508 | 135600 | Conductor, Oh: 1681000000 | 9724213 | CONDUCTOR, OVERHEAD | 1984-07-01 | 1984-07-01 | CPR Conversion
0 | 0 | 0 | 0 | 2024-12-01 | BH Colorado Electric Oper Co | Regulated Electric (122) | X DNU 804 (D) Boone Tap | WPC Transmission Line # 804 (D) Boone Tap #508 | 135600 | Static Wire (Transmission Lines): 1682000000 | 9701196 | STATIC WIRE (TRANSMISSION LINES) | 1984-07-01 | 1984-07-01 | CPR Conversion
0 | 0 | 0 | 0 | 2024-12-01 | BH Colorado Electric Oper Co | Regulated Electric (122) | X DNU 804 (D) Boone Tap | WPC Transmission Line # 804 (D) Boone Tap #508 | 135600 | Suspension Insulators: 4273000000 | 10500644 | Suspension Insulators | 2010-10-01 | 2010-01-01 | 7105804131
0 | 0 | 0 | 0 | 2024-12-01 | BH Colorado Electric Oper Co | Regulated Electric (122) | X DNU 876: CRIPPLECRK -AREQUA GULCH | # 876(D) CC SUB - AREQUA GULCH SUB | 135002 | Land Rights - Non-Depreciable: 4552XXXXXX | 9869975 | T-LIN S24 T15 R70 | 1993-07-01 | 1993-07-01 | CPR Conversion
0 | 0 | 0 | 0 | 2024-12-01 | BH Colorado Electric Oper Co | Regulated Electric (122) | X DNU 876: CRIPPLECRK -AREQUA GULCH | # 876(D) CC SUB - AREQUA GULCH SUB | 135500 | Anchors: 0140000000 | 9810002 | ANCHORS | 2002-02-20 | 2002-01-01 | 10009652
0 | 0 | 0 | 0 | 2024-12-01 | BH Colorado Electric Oper Co | Regulated Electric (122) | X DNU 876: CRIPPLECRK -AREQUA GULCH | # 876(D) CC SUB - AREQUA GULCH SUB | 135500 | Anchors: 0140000000 | 9741929 | ANCHORS | 2006-11-10 | 2006-01-01 | 10024366
0 | 0 | 0 | 0 | 2024-12-01 | BH Colorado Electric Oper Co | Regulated Electric (122) | X DNU 876: CRIPPLECRK -AREQUA GULCH | # 876(D) CC SUB - AREQUA GULCH SUB | 135500 | Anchors: 0140000000 | 9870334 | ANCHORS | 1999-07-16 | 1999-01-01 | 10005442
0 | 0 | 0 | 0 | 2024-12-01 | BH Colorado Electric Oper Co | Regulated Electric (122) | X DNU 876: CRIPPLECRK -AREQUA GULCH | # 876(D) CC SUB - AREQUA GULCH SUB | 135500 | Anchors: 0140000000 | 9726056 | ANCHORS | 1995-07-01 | 1995-07-01 | CPR Conversion
0 | 0 | 0 | 0 | 2024-12-01 | BH Colorado Electric Oper Co | Regulated Electric (122) | X DNU 876: CRIPPLECRK -AREQUA GULCH | # 876(D) CC SUB - AREQUA GULCH SUB | 135500 | Anchors: 0140000000 | 9862153 | ANCHORS | 1996-07-01 | 1996-07-01 | CPR Conversion
0 | 0 | 0 | 0 | 2024-12-01 | BH Colorado Electric Oper Co | Regulated Electric (122) | X DNU 876: CRIPPLECRK -AREQUA GULCH | # 876(D) CC SUB - AREQUA GULCH SUB | 135500 | Crossarm Assemblies, Steel: 7915000000 | 9801957 | CROSSARM ASSEMBLIES, STEEL | 1979-07-01 | 1979-07-01 | WCDXFER
0 | 0 | 0 | 0 | 2024-12-01 | BH Colorado Electric Oper Co | Regulated Electric (122) | X DNU 876: CRIPPLECRK -AREQUA GULCH | # 876(D) CC SUB - AREQUA GULCH SUB | 135500 | Crossarm Assemblies, Wood: 7914000000 | 9802547 | CROSSARM ASSEMBLIES, WOOD | 1995-07-01 | 1995-07-01 | WCDXFER
0 | 0 | 0 | 0 | 2024-12-01 | BH Colorado Electric Oper Co | Regulated Electric (122) | X DNU 876: CRIPPLECRK -AREQUA GULCH | # 876(D) CC SUB - AREQUA GULCH SUB | 135500 | Crossarm Assemblies, Wood: 7914000000 | 9802790 | CROSSARM ASSEMBLIES, WOOD | 1995-07-01 | 1995-07-01 | WCDXFER
0 | 0 | 0 | 0 | 2024-12-01 | BH Colorado Electric Oper Co | Regulated Electric (122) | X DNU 876: CRIPPLECRK -AREQUA GULCH | # 876(D) CC SUB - AREQUA GULCH SUB | 135500 | Crossarm Assemblies, Wood: 7914000000 | 9802791 | CROSSARM ASSEMBLIES, WOOD | 1999-07-16 | 1999-01-01 | WCDXFER
0 | 0 | 0 | 0 | 2024-12-01 | BH Colorado Electric Oper Co | Regulated Electric (122) | X DNU 876: CRIPPLECRK -AREQUA GULCH | # 876(D) CC SUB - AREQUA GULCH SUB | 135500 | Crossarm Assemblies, Wood: 7914000000 | 9802852 | CROSSARM ASSEMBLIES, WOOD | 1996-07-01 | 1996-07-01 | WCDXFER
0 | 0 | 0 | 0 | 2024-12-01 | BH Colorado Electric Oper Co | Regulated Electric (122) | X DNU 876: CRIPPLECRK -AREQUA GULCH | # 876(D) CC SUB - AREQUA GULCH SUB | 135500 | Crossarm Assemblies, Wood: 7914000000 | 9802901 | CROSSARM ASSEMBLIES, WOOD | 1996-07-01 | 1996-07-01 | WCDXFER
0 | 0 | 0 | 0 | 2024-12-01 | BH Colorado Electric Oper Co | Regulated Electric (122) | X DNU 876: CRIPPLECRK -AREQUA GULCH | # 876(D) CC SUB - AREQUA GULCH SUB | 135500 | Crossarm Assemblies, Wood: 7914000000 | 9802403 | CROSSARM ASSEMBLIES, WOOD | 1995-07-01 | 1995-07-01 | WCDXFER
0 | 0 | 0 | 0 | 2024-12-01 | BH Colorado Electric Oper Co | Regulated Electric (122) | X DNU 876: CRIPPLECRK -AREQUA GULCH | # 876(D) CC SUB - AREQUA GULCH SUB | 135500 | Crossarm Assemblies, Wood: 7914000000 | 9802681 | CROSSARM ASSEMBLIES, WOOD | 1995-07-01 | 1995-07-01 | WCDXFER
0 | 0 | 0 | 0 | 2024-12-01 | BH Colorado Electric Oper Co | Regulated Electric (122) | X DNU 876: CRIPPLECRK -AREQUA GULCH | # 876(D) CC SUB - AREQUA GULCH SUB | 135500 | Crossarm Assemblies, Wood: 7914000000 | 9802357 | CROSSARM ASSEMBLIES, WOOD | 1995-07-01 | 1995-07-01 | WCDXFER
0 | 0 | 0 | 0 | 2024-12-01 | BH Colorado Electric Oper Co | Regulated Electric (122) | X DNU 876: CRIPPLECRK -AREQUA GULCH | # 876(D) CC SUB - AREQUA GULCH SUB | 135500 | Crossarm Assemblies, Wood: 7914000000 | 9802903 | CROSSARM ASSEMBLIES, WOOD | 1996-07-01 | 1996-07-01 | WCDXFER
0 | 0 | 0 | 0 | 2024-12-01 | BH Colorado Electric Oper Co | Regulated Electric (122) | X DNU 876: CRIPPLECRK -AREQUA GULCH | # 876(D) CC SUB - AREQUA GULCH SUB | 135500 | Crossarm Assemblies, Wood: 7914000000 | 9802438 | CROSSARM ASSEMBLIES, WOOD | 1994-07-01 | 1994-07-01 | WCDXFER
0 | 0 | 0 | 0 | 2024-12-01 | BH Colorado Electric Oper Co | Regulated Electric (122) | X DNU 876: CRIPPLECRK -AREQUA GULCH | # 876(D) CC SUB - AREQUA GULCH SUB | 135500 | Crossarm Assemblies, Wood: 7914000000 | 9802807 | CROSSARM ASSEMBLIES, WOOD | 1995-07-01 | 1995-07-01 | WCDXFER
0 | 0 | 0 | 0 | 2024-12-01 | BH Colorado Electric Oper Co | Regulated Electric (122) | X DNU 876: CRIPPLECRK -AREQUA GULCH | # 876(D) CC SUB - AREQUA GULCH SUB | 135500 | Crossarm Assemblies, Wood: 7914000000 | 9802789 | CROSSARM ASSEMBLIES, WOOD | 1994-07-01 | 1994-07-01 | WCDXFER
0 | 0 | 0 | 0 | 2024-12-01 | BH Colorado Electric Oper Co | Regulated Electric (122) | X DNU 876: CRIPPLECRK -AREQUA GULCH | # 876(D) CC SUB - AREQUA GULCH SUB | 135500 | Crossarm Assemblies, Wood: 7914000000 | 9802851 | CROSSARM ASSEMBLIES, WOOD | 1996-07-01 | 1996-07-01 | WCDXFER
0 | 0 | 0 | 0 | 2024-12-01 | BH Colorado Electric Oper Co | Regulated Electric (122) | X DNU 876: CRIPPLECRK -AREQUA GULCH | # 876(D) CC SUB - AREQUA GULCH SUB | 135500 | Crossarm Assemblies, Wood: 7914000000 | 9802902 | CROSSARM ASSEMBLIES, WOOD | 1996-07-01 | 1996-07-01 | WCDXFER
0 | 0 | 0 | 0 | 2024-12-01 | BH Colorado Electric Oper Co | Regulated Electric (122) | X DNU 876: CRIPPLECRK -AREQUA GULCH | # 876(D) CC SUB - AREQUA GULCH SUB | 135500 | Crossarm Assemblies, Wood: 7914000000 | 9802682 | CROSSARM ASSEMBLIES, WOOD | 1999-07-16 | 1999-01-01 | WCDXFER
0 | 0 | 0 | 0 | 2024-12-01 | BH Colorado Electric Oper Co | Regulated Electric (122) | X DNU 876: CRIPPLECRK -AREQUA GULCH | # 876(D) CC SUB - AREQUA GULCH SUB | 135500 | Crossarm Assemblies, Wood: 7914000000 | 9802822 | CROSSARM ASSEMBLIES, WOOD | 1995-07-01 | 1995-07-01 | WCDXFER
0 | 0 | 0 | 0 | 2024-12-01 | BH Colorado Electric Oper Co | Regulated Electric (122) | X DNU 876: CRIPPLECRK -AREQUA GULCH | # 876(D) CC SUB - AREQUA GULCH SUB | 135500 | Crossarm Assemblies, Wood: 7914000000 | 9802828 | CROSSARM ASSEMBLIES, WOOD | 1995-07-01 | 1995-07-01 | WCDXFER
0 | 0 | 0 | 0 | 2024-12-01 | BH Colorado Electric Oper Co | Regulated Electric (122) | X DNU 876: CRIPPLECRK -AREQUA GULCH | # 876(D) CC SUB - AREQUA GULCH SUB | 135500 | Crossarm Assemblies, Wood: 7914000000 | 9802905 | CROSSARM ASSEMBLIES, WOOD | 1999-07-16 | 1999-01-01 | WCDXFER
0 | 0 | 0 | 0 | 2024-12-01 | BH Colorado Electric Oper Co | Regulated Electric (122) | X DNU 876: CRIPPLECRK -AREQUA GULCH | # 876(D) CC SUB - AREQUA GULCH SUB | 135500 | Estimated Additions: 0010000000 | 9811472 | Inv Pikes Peak 69KV 2001 Reloc | 2002-02-20 | 2002-07-01 | 10009652
0 | 0 | 0 | 0 | 2024-12-01 | BH Colorado Electric Oper Co | Regulated Electric (122) | X DNU 876: CRIPPLECRK -AREQUA GULCH | # 876(D) CC SUB - AREQUA GULCH SUB | 135500 | Estimated Additions: 0010000000 | 9878422 | Inv-Pikes Peak 69KV Relocation | 1999-07-16 | 1999-08-01 | 10005442
0 | 0 | 0 | 0 | 2024-12-01 | BH Colorado Electric Oper Co | Regulated Electric (122) | X DNU 876: CRIPPLECRK -AREQUA GULCH | # 876(D) CC SUB - AREQUA GULCH SUB | 135500 | Estimated Additions: 0010000000 | 9728360 | Cripple Creek Sub-Elkton-Victo | 2009-09-01 | 2009-09-01 | 7105876131
0 | 0 | 0 | 0 | 2024-12-01 | BH Colorado Electric Oper Co | Regulated Electric (122) | X DNU 876: CRIPPLECRK -AREQUA GULCH | # 876(D) CC SUB - AREQUA GULCH SUB | 135500 | Estimated Additions: 0010000000 | 9809760 | Inv Pikes Peak 69KV 2001 Reloc | 2002-02-20 | 2002-02-01 | 10009652
0 | 0 | 0 | 0 | 2024-12-01 | BH Colorado Electric Oper Co | Regulated Electric (122) | X DNU 876: CRIPPLECRK -AREQUA GULCH | # 876(D) CC SUB - AREQUA GULCH SUB | 135500 | Estimated Additions: 0010000000 | 9747448 | Reroute line 876 | 2006-11-10 | 2006-12-01 | 10024366
0 | 0 | 0 | 0 | 2024-12-01 | BH Colorado Electric Oper Co | Regulated Electric (122) | X DNU 876: CRIPPLECRK -AREQUA GULCH | # 876(D) CC SUB - AREQUA GULCH SUB | 135500 | Estimated Additions: 0010000000 | 9809893 | Inv Pikes Peak 69KV 2001 Reloc | 2002-02-20 | 2002-03-01 | 10009652
0 | 0 | 0 | 0 | 2024-12-01 | BH Colorado Electric Oper Co | Regulated Electric (122) | X DNU 876: CRIPPLECRK -AREQUA GULCH | # 876(D) CC SUB - AREQUA GULCH SUB | 135500 | Estimated Additions: 0010000000 | 9811651 | Inv Pikes Peak 69KV 2001 Reloc | 2002-02-20 | 2002-08-01 | 10009652
0 | 0 | 0 | 0 | 2024-12-01 | BH Colorado Electric Oper Co | Regulated Electric (122) | X DNU 876: CRIPPLECRK -AREQUA GULCH | # 876(D) CC SUB - AREQUA GULCH SUB | 135500 | Guys: 4060000000 | 9810000 | GUYS | 2002-02-20 | 2002-01-01 | 10009652
0 | 0 | 0 | 0 | 2024-12-01 | BH Colorado Electric Oper Co | Regulated Electric (122) | X DNU 876: CRIPPLECRK -AREQUA GULCH | # 876(D) CC SUB - AREQUA GULCH SUB | 135500 | Guys: 4060000000 | 9704651 | GUYS | 1996-07-01 | 1996-07-01 | CPR Conversion
0 | 0 | 0 | 0 | 2024-12-01 | BH Colorado Electric Oper Co | Regulated Electric (122) | X DNU 876: CRIPPLECRK -AREQUA GULCH | # 876(D) CC SUB - AREQUA GULCH SUB | 135500 | Guys: 4060000000 | 9741927 | GUYS | 2006-11-10 | 2006-01-01 | 10024366
0 | 0 | 0 | 0 | 2024-12-01 | BH Colorado Electric Oper Co | Regulated Electric (122) | X DNU 876: CRIPPLECRK -AREQUA GULCH | # 876(D) CC SUB - AREQUA GULCH SUB | 135500 | Guys: 4060000000 | 9773918 | GUYS | 1995-07-01 | 1995-07-01 | CPR Conversion
0 | 0 | 0 | 0 | 2024-12-01 | BH Colorado Electric Oper Co | Regulated Electric (122) | X DNU 876: CRIPPLECRK -AREQUA GULCH | # 876(D) CC SUB - AREQUA GULCH SUB | 135500 | Guys: 4060000000 | 9870330 | GUYS | 1999-07-16 | 1999-01-01 | 10005442
0 | 0 | 0 | 0 | 2024-12-01 | BH Colorado Electric Oper Co | Regulated Electric (122) | X DNU 876: CRIPPLECRK -AREQUA GULCH | # 876(D) CC SUB - AREQUA GULCH SUB | 135500 | Pole, Steel: 7912000000 | 9802266 | POLE, STEEL | 1979-07-01 | 1979-07-01 | WCDXFER
0 | 0 | 0 | 0 | 2024-12-01 | BH Colorado Electric Oper Co | Regulated Electric (122) | X DNU 876: CRIPPLECRK -AREQUA GULCH | # 876(D) CC SUB - AREQUA GULCH SUB | 135500 | Pole, Wood: 7911000000 | 9803288 | POLE, WOOD | 1995-07-01 | 1995-07-01 | WCDXFER
0 | 0 | 0 | 0 | 2024-12-01 | BH Colorado Electric Oper Co | Regulated Electric (122) | X DNU 876: CRIPPLECRK -AREQUA GULCH | # 876(D) CC SUB - AREQUA GULCH SUB | 135500 | Pole, Wood: 7911000000 | 9803359 | POLE, WOOD | 1995-07-01 | 1995-07-01 | WCDXFER
0 | 0 | 0 | 0 | 2024-12-01 | BH Colorado Electric Oper Co | Regulated Electric (122) | X DNU 876: CRIPPLECRK -AREQUA GULCH | # 876(D) CC SUB - AREQUA GULCH SUB | 135500 | Pole, Wood: 7911000000 | 9803379 | POLE, WOOD | 1996-07-01 | 1996-07-01 | WCDXFER
0 | 0 | 0 | 0 | 2024-12-01 | BH Colorado Electric Oper Co | Regulated Electric (122) | X DNU 876: CRIPPLECRK -AREQUA GULCH | # 876(D) CC SUB - AREQUA GULCH SUB | 135500 | Pole, Wood: 7911000000 | 9809997 | POLE, WOOD | 2002-02-20 | 2002-01-01 | 10009652
0 | 0 | 0 | 0 | 2024-12-01 | BH Colorado Electric Oper Co | Regulated Electric (122) | X DNU 876: CRIPPLECRK -AREQUA GULCH | # 876(D) CC SUB - AREQUA GULCH SUB | 135500 | Pole, Wood: 7911000000 | 9802978 | POLE, WOOD | 1995-07-01 | 1995-07-01 | WCDXFER
0 | 0 | 0 | 0 | 2024-12-01 | BH Colorado Electric Oper Co | Regulated Electric (122) | X DNU 876: CRIPPLECRK -AREQUA GULCH | # 876(D) CC SUB - AREQUA GULCH SUB | 135500 | Pole, Wood: 7911000000 | 9803220 | POLE, WOOD | 1999-07-16 | 1999-01-01 | WCDXFER
0 | 0 | 0 | 0 | 2024-12-01 | BH Colorado Electric Oper Co | Regulated Electric (122) | X DNU 876: CRIPPLECRK -AREQUA GULCH | # 876(D) CC SUB - AREQUA GULCH SUB | 135500 | Pole, Wood: 7911000000 | 9803322 | POLE, WOOD | 1995-07-01 | 1995-07-01 | WCDXFER
0 | 0 | 0 | 0 | 2024-12-01 | BH Colorado Electric Oper Co | Regulated Electric (122) | X DNU 876: CRIPPLECRK -AREQUA GULCH | # 876(D) CC SUB - AREQUA GULCH SUB | 135500 | Pole, Wood: 7911000000 | 9803287 | POLE, WOOD | 1994-07-01 | 1994-07-01 | WCDXFER
0 | 0 | 0 | 0 | 2024-12-01 | BH Colorado Electric Oper Co | Regulated Electric (122) | X DNU 876: CRIPPLECRK -AREQUA GULCH | # 876(D) CC SUB - AREQUA GULCH SUB | 135500 | Pole, Wood: 7911000000 | 9803289 | POLE, WOOD | 1999-07-16 | 1999-01-01 | WCDXFER
0 | 0 | 0 | 0 | 2024-12-01 | BH Colorado Electric Oper Co | Regulated Electric (122) | X DNU 876: CRIPPLECRK -AREQUA GULCH | # 876(D) CC SUB - AREQUA GULCH SUB | 135500 | Pole, Wood: 7911000000 | 9804916 | POLE, WOOD | 1996-07-01 | 1996-07-01 | WCDXFER
0 | 0 | 0 | 0 | 2024-12-01 | BH Colorado Electric Oper Co | Regulated Electric (122) | X DNU 876: CRIPPLECRK -AREQUA GULCH | # 876(D) CC SUB - AREQUA GULCH SUB | 135500 | Pole, Wood: 7911000000 | 9804924 | POLE, WOOD | 1999-07-16 | 1999-01-01 | WCDXFER
0 | 0 | 0 | 0 | 2024-12-01 | BH Colorado Electric Oper Co | Regulated Electric (122) | X DNU 876: CRIPPLECRK -AREQUA GULCH | # 876(D) CC SUB - AREQUA GULCH SUB | 135500 | Pole, Wood: 7911000000 | 9804949 | POLE, WOOD | 1996-07-01 | 1996-07-01 | WCDXFER
0 | 0 | 0 | 0 | 2024-12-01 | BH Colorado Electric Oper Co | Regulated Electric (122) | X DNU 876: CRIPPLECRK -AREQUA GULCH | # 876(D) CC SUB - AREQUA GULCH SUB | 135500 | Pole, Wood: 7911000000 | 9802896 | POLE, WOOD | 1995-07-01 | 1995-07-01 | WCDXFER
0 | 0 | 0 | 0 | 2024-12-01 | BH Colorado Electric Oper Co | Regulated Electric (122) | X DNU 876: CRIPPLECRK -AREQUA GULCH | # 876(D) CC SUB - AREQUA GULCH SUB | 135500 | Pole, Wood: 7911000000 | 9802977 | POLE, WOOD | 1994-07-01 | 1994-07-01 | WCDXFER
0 | 0 | 0 | 0 | 2024-12-01 | BH Colorado Electric Oper Co | Regulated Electric (122) | X DNU 876: CRIPPLECRK -AREQUA GULCH | # 876(D) CC SUB - AREQUA GULCH SUB | 135500 | Pole, Wood: 7911000000 | 9804920 | POLE, WOOD | 1996-07-01 | 1996-07-01 | WCDXFER
0 | 0 | 0 | 0 | 2024-12-01 | BH Colorado Electric Oper Co | Regulated Electric (122) | X DNU 876: CRIPPLECRK -AREQUA GULCH | # 876(D) CC SUB - AREQUA GULCH SUB | 135500 | Pole, Wood: 7911000000 | 9804921 | POLE, WOOD | 1996-07-01 | 1996-07-01 | WCDXFER
0 | 0 | 0 | 0 | 2024-12-01 | BH Colorado Electric Oper Co | Regulated Electric (122) | X DNU 876: CRIPPLECRK -AREQUA GULCH | # 876(D) CC SUB - AREQUA GULCH SUB | 135500 | Pole, Wood: 7911000000 | 9804922 | POLE, WOOD | 1996-07-01 | 1996-07-01 | WCDXFER
0 | 0 | 0 | 0 | 2024-12-01 | BH Colorado Electric Oper Co | Regulated Electric (122) | X DNU 876: CRIPPLECRK -AREQUA GULCH | # 876(D) CC SUB - AREQUA GULCH SUB | 135500 | Pole, Wood: 7911000000 | 9817902 | POLE, WOOD | 2004-10-01 | 2004-01-01 | 7105876131
0 | 0 | 0 | 0 | 2024-12-01 | BH Colorado Electric Oper Co | Regulated Electric (122) | X DNU 876: CRIPPLECRK -AREQUA GULCH | # 876(D) CC SUB - AREQUA GULCH SUB | 135500 | Pole, Wood: 7911000000 | 9741924 | POLE, WOOD | 2006-11-10 | 2006-01-01 | 10024366
0 | 0 | 0 | 0 | 2024-12-01 | BH Colorado Electric Oper Co | Regulated Electric (122) | X DNU 876: CRIPPLECRK -AREQUA GULCH | # 876(D) CC SUB - AREQUA GULCH SUB | 135500 | Pole, Wood: 7911000000 | 9803369 | POLE, WOOD | 1995-07-01 | 1995-07-01 | WCDXFER
0 | 0 | 0 | 0 | 2024-12-01 | BH Colorado Electric Oper Co | Regulated Electric (122) | X DNU 876: CRIPPLECRK -AREQUA GULCH | # 876(D) CC SUB - AREQUA GULCH SUB | 135500 | Pole, Wood: 7911000000 | 9803121 | POLE, WOOD | 1995-07-01 | 1995-07-01 | WCDXFER
0 | 0 | 0 | 0 | 2024-12-01 | BH Colorado Electric Oper Co | Regulated Electric (122) | X DNU 876: CRIPPLECRK -AREQUA GULCH | # 876(D) CC SUB - AREQUA GULCH SUB | 135500 | Pole, Wood: 7911000000 | 9803380 | POLE, WOOD | 1996-07-01 | 1996-07-01 | WCDXFER
0 | 0 | 0 | 0 | 2024-12-01 | BH Colorado Electric Oper Co | Regulated Electric (122) | X DNU 876: CRIPPLECRK -AREQUA GULCH | # 876(D) CC SUB - AREQUA GULCH SUB | 135500 | Pole, Wood: 7911000000 | 9804918 | POLE, WOOD | 1996-07-01 | 1996-07-01 | WCDXFER
0 | 0 | 0 | 0 | 2024-12-01 | BH Colorado Electric Oper Co | Regulated Electric (122) | X DNU 876: CRIPPLECRK -AREQUA GULCH | # 876(D) CC SUB - AREQUA GULCH SUB | 135500 | Pole, Wood: 7911000000 | 9803219 | POLE, WOOD | 1995-07-01 | 1995-07-01 | WCDXFER
0 | 0 | 0 | 0 | 2024-12-01 | BH Colorado Electric Oper Co | Regulated Electric (122) | X DNU 876: CRIPPLECRK -AREQUA GULCH | # 876(D) CC SUB - AREQUA GULCH SUB | 135500 | Pole, Wood: 7911000000 | 9804917 | POLE, WOOD | 1996-07-01 | 1996-07-01 | WCDXFER
0 | 0 | 0 | 0 | 2024-12-01 | BH Colorado Electric Oper Co | Regulated Electric (122) | X DNU 876: CRIPPLECRK -AREQUA GULCH | # 876(D) CC SUB - AREQUA GULCH SUB | 135500 | Steel 1 Pole 60': 7912016000 | 9974536 | STEEL 1 POLE 60' | 1979-07-01 | 1979-07-01 | CPR Conversion
0 | 0 | 0 | 0 | 2024-12-01 | BH Colorado Electric Oper Co | Regulated Electric (122) | X DNU 876: CRIPPLECRK -AREQUA GULCH | # 876(D) CC SUB - AREQUA GULCH SUB | 135500 | Wood 1 Pole 35': 7911013500 | 9773917 | WOOD 1 POLE 35' | 1995-07-01 | 1995-07-01 | CPR Conversion
0 | 0 | 0 | 0 | 2024-12-01 | BH Colorado Electric Oper Co | Regulated Electric (122) | X DNU 876: CRIPPLECRK -AREQUA GULCH | # 876(D) CC SUB - AREQUA GULCH SUB | 135500 | Wood 1 Pole 55': 7911015500 | 9974535 | WOOD 1 POLE 55' | 1985-07-01 | 1985-07-01 | CPR Conversion
0 | 0 | 0 | 0 | 2024-12-01 | BH Colorado Electric Oper Co | Regulated Electric (122) | X DNU 876: CRIPPLECRK -AREQUA GULCH | # 876(D) CC SUB - AREQUA GULCH SUB | 135500 | Wood 1 Pole 55': 7911015500 | 9974540 | WOOD 1 POLE 55' | 1994-07-01 | 1994-07-01 | CPR Conversion
0 | 0 | 0 | 0 | 2024-12-01 | BH Colorado Electric Oper Co | Regulated Electric (122) | X DNU 876: CRIPPLECRK -AREQUA GULCH | # 876(D) CC SUB - AREQUA GULCH SUB | 135500 | Wood 1 Pole 60': 7911016000 | 9773916 | WOOD 1 POLE 60' | 1995-07-01 | 1995-07-01 | CPR Conversion
0 | 0 | 0 | 0 | 2024-12-01 | BH Colorado Electric Oper Co | Regulated Electric (122) | X DNU 876: CRIPPLECRK -AREQUA GULCH | # 876(D) CC SUB - AREQUA GULCH SUB | 135500 | Wood 1 Pole 60': 7911016000 | 9974539 | WOOD 1 POLE 60' | 1994-07-01 | 1994-07-01 | CPR Conversion
0 | 0 | 0 | 0 | 2024-12-01 | BH Colorado Electric Oper Co | Regulated Electric (122) | X DNU 876: CRIPPLECRK -AREQUA GULCH | # 876(D) CC SUB - AREQUA GULCH SUB | 135500 | Wood 1 Pole 65': 7911016500 | 9774219 | WOOD 1 POLE 65' | 1995-07-01 | 1995-07-01 | CPR Conversion
0 | 0 | 0 | 0 | 2024-12-01 | BH Colorado Electric Oper Co | Regulated Electric (122) | X DNU 876: CRIPPLECRK -AREQUA GULCH | # 876(D) CC SUB - AREQUA GULCH SUB | 135500 | Wood 1 Pole 65': 7911016500 | 9974538 | WOOD 1 POLE 65' | 1994-07-01 | 1994-07-01 | CPR Conversion
0 | 0 | 0 | 0 | 2024-12-01 | BH Colorado Electric Oper Co | Regulated Electric (122) | X DNU 876: CRIPPLECRK -AREQUA GULCH | # 876(D) CC SUB - AREQUA GULCH SUB | 135500 | Wood 1 Pole 70': 7911017000 | 9774218 | WOOD 1 POLE 70' | 1995-07-01 | 1995-07-01 | CPR Conversion
0 | 0 | 0 | 0 | 2024-12-01 | BH Colorado Electric Oper Co | Regulated Electric (122) | X DNU 876: CRIPPLECRK -AREQUA GULCH | # 876(D) CC SUB - AREQUA GULCH SUB | 135500 | Wood 1 Pole 70': 7911017000 | 9870327 | WOOD 1 POLE 70' | 1999-07-16 | 1999-01-01 | 10005442
0 | 0 | 0 | 0 | 2024-12-01 | BH Colorado Electric Oper Co | Regulated Electric (122) | X DNU 876: CRIPPLECRK -AREQUA GULCH | # 876(D) CC SUB - AREQUA GULCH SUB | 135500 | Wood 1 Pole 75': 7911017500 | 9773915 | WOOD 1 POLE 75' | 1995-07-01 | 1995-07-01 | CPR Conversion
0 | 0 | 0 | 0 | 2024-12-01 | BH Colorado Electric Oper Co | Regulated Electric (122) | X DNU 876: CRIPPLECRK -AREQUA GULCH | # 876(D) CC SUB - AREQUA GULCH SUB | 135500 | Wood 1 Pole 75': 7911017500 | 9974537 | WOOD 1 POLE 75' | 1994-07-01 | 1994-07-01 | CPR Conversion
0 | 0 | 0 | 0 | 2024-12-01 | BH Colorado Electric Oper Co | Regulated Electric (122) | X DNU 876: CRIPPLECRK -AREQUA GULCH | # 876(D) CC SUB - AREQUA GULCH SUB | 135500 | Wood 1 Pole 75': 7911017500 | 9870326 | WOOD 1 POLE 75' | 1999-07-16 | 1999-01-01 | 10005442
0 | 0 | 0 | 0 | 2024-12-01 | BH Colorado Electric Oper Co | Regulated Electric (122) | X DNU 876: CRIPPLECRK -AREQUA GULCH | # 876(D) CC SUB - AREQUA GULCH SUB | 135500 | Wood 1 Pole 80': 7911018000 | 9773914 | WOOD 1 POLE 80' | 1995-07-01 | 1995-07-01 | CPR Conversion
0 | 0 | 0 | 0 | 2024-12-01 | BH Colorado Electric Oper Co | Regulated Electric (122) | X DNU 876: CRIPPLECRK -AREQUA GULCH | # 876(D) CC SUB - AREQUA GULCH SUB | 135500 | Wood 1 Pole 85': 7911018500 | 9773913 | WOOD 1 POLE 85' | 1995-07-01 | 1995-07-01 | CPR Conversion
0 | 0 | 0 | 0 | 2024-12-01 | BH Colorado Electric Oper Co | Regulated Electric (122) | X DNU 876: CRIPPLECRK -AREQUA GULCH | # 876(D) CC SUB - AREQUA GULCH SUB | 135500 | Wood 1 Pole 90': 7911019000 | 9776760 | WOOD 1 POLE 90' | 1995-07-01 | 1995-07-01 | CPR Conversion
0 | 0 | 0 | 0 | 2024-12-01 | BH Colorado Electric Oper Co | Regulated Electric (122) | X DNU 876: CRIPPLECRK -AREQUA GULCH | # 876(D) CC SUB - AREQUA GULCH SUB | 135500 | Wood 2 Poles 50': 7911025000 | 9862154 | WOOD 2 POLES 50' | 1996-07-01 | 1996-07-01 | CPR Conversion
0 | 0 | 0 | 0 | 2024-12-01 | BH Colorado Electric Oper Co | Regulated Electric (122) | X DNU 876: CRIPPLECRK -AREQUA GULCH | # 876(D) CC SUB - AREQUA GULCH SUB | 135500 | Wood 2 Poles 55': 7911025500 | 9718364 | WOOD 2 POLES 55' | 1996-07-01 | 1996-07-01 | CPR Conversion
0 | 0 | 0 | 0 | 2024-12-01 | BH Colorado Electric Oper Co | Regulated Electric (122) | X DNU 876: CRIPPLECRK -AREQUA GULCH | # 876(D) CC SUB - AREQUA GULCH SUB | 135500 | Wood 2 Poles 60' 55': 7911036055 | 9862147 | WOOD 2 POLES 60' 55' | 1996-07-01 | 1996-07-01 | CPR Conversion
0 | 0 | 0 | 0 | 2024-12-01 | BH Colorado Electric Oper Co | Regulated Electric (122) | X DNU 876: CRIPPLECRK -AREQUA GULCH | # 876(D) CC SUB - AREQUA GULCH SUB | 135500 | Wood 2 Poles 65' 60': 7911036560 | 9862151 | WOOD 2 POLES 65' 60' | 1996-07-01 | 1996-07-01 | CPR Conversion
0 | 0 | 0 | 0 | 2024-12-01 | BH Colorado Electric Oper Co | Regulated Electric (122) | X DNU 876: CRIPPLECRK -AREQUA GULCH | # 876(D) CC SUB - AREQUA GULCH SUB | 135500 | Wood 2 Poles 75' 65': 7911037565 | 9862146 | WOOD 2 POLES 75' 65' | 1996-07-01 | 1996-07-01 | CPR Conversion
0 | 0 | 0 | 0 | 2024-12-01 | BH Colorado Electric Oper Co | Regulated Electric (122) | X DNU 876: CRIPPLECRK -AREQUA GULCH | # 876(D) CC SUB - AREQUA GULCH SUB | 135500 | Wood 2 Poles 85': 7911028500 | 9870325 | WOOD 2 POLES 85' | 1999-07-16 | 1999-01-01 | 10005442
0 | 0 | 0 | 0 | 2024-12-01 | BH Colorado Electric Oper Co | Regulated Electric (122) | X DNU 876: CRIPPLECRK -AREQUA GULCH | # 876(D) CC SUB - AREQUA GULCH SUB | 135500 | Wood 3 Poles 45': 7911044500 | 9862150 | WOOD 3 POLES 45' | 1996-07-01 | 1996-07-01 | CPR Conversion
0 | 0 | 0 | 0 | 2024-12-01 | BH Colorado Electric Oper Co | Regulated Electric (122) | X DNU 876: CRIPPLECRK -AREQUA GULCH | # 876(D) CC SUB - AREQUA GULCH SUB | 135500 | Wood 3 Poles 50': 7911045000 | 9862155 | WOOD 3 POLES 50' | 1996-07-01 | 1996-07-01 | CPR Conversion
0 | 0 | 0 | 0 | 2024-12-01 | BH Colorado Electric Oper Co | Regulated Electric (122) | X DNU 876: CRIPPLECRK -AREQUA GULCH | # 876(D) CC SUB - AREQUA GULCH SUB | 135500 | Wood 3 Poles 55': 7911045500 | 9862149 | WOOD 3 POLES 55' | 1996-07-01 | 1996-07-01 | CPR Conversion
0 | 0 | 0 | 0 | 2024-12-01 | BH Colorado Electric Oper Co | Regulated Electric (122) | X DNU 876: CRIPPLECRK -AREQUA GULCH | # 876(D) CC SUB - AREQUA GULCH SUB | 135500 | Wood 3 Poles 60': 7911046000 | 9862152 | WOOD 3 POLES 60' | 1996-07-01 | 1996-07-01 | CPR Conversion
0 | 0 | 0 | 0 | 2024-12-01 | BH Colorado Electric Oper Co | Regulated Electric (122) | X DNU 876: CRIPPLECRK -AREQUA GULCH | # 876(D) CC SUB - AREQUA GULCH SUB | 135600 | Arrester - 0-10,000 Volts: 0210100000 | 9870333 | ARRESTER - 0-10,000 VOLTS | 1999-07-16 | 1999-01-01 | 10005442
0 | 0 | 0 | 0 | 2024-12-01 | BH Colorado Electric Oper Co | Regulated Electric (122) | X DNU 876: CRIPPLECRK -AREQUA GULCH | # 876(D) CC SUB - AREQUA GULCH SUB | 135600 | Arrester - 0-10,000 Volts: 0210100000 | 9862156 | ARRESTER - 0-10,000 VOLTS | 1996-07-01 | 1996-07-01 | CPR Conversion
0 | 0 | 0 | 0 | 2024-12-01 | BH Colorado Electric Oper Co | Regulated Electric (122) | X DNU 876: CRIPPLECRK -AREQUA GULCH | # 876(D) CC SUB - AREQUA GULCH SUB | 135600 | Arrester - 34,501-69,000 Volts: 0210700000 | 9810001 | ARRESTER - 34,501-69,000 VOLTS | 2002-02-20 | 2002-01-01 | 10009652
0 | 0 | 0 | 0 | 2024-12-01 | BH Colorado Electric Oper Co | Regulated Electric (122) | X DNU 876: CRIPPLECRK -AREQUA GULCH | # 876(D) CC SUB - AREQUA GULCH SUB | 135600 | Conductor, Oh Acsr Bare 4/0: 1681070000 | 9870331 | CONDUCTOR, OH ACSR, BARE 4/0 | 1999-07-16 | 1999-01-01 | 10005442
0 | 0 | 0 | 0 | 2024-12-01 | BH Colorado Electric Oper Co | Regulated Electric (122) | X DNU 876: CRIPPLECRK -AREQUA GULCH | # 876(D) CC SUB - AREQUA GULCH SUB | 135600 | Conductor, Oh Acsr Bare 4/0: 1681070000 | 9712960 | CONDUCTOR, OH ACSR, BARE 4/0 | 1995-07-01 | 1995-07-01 | CPR Conversion
0 | 0 | 0 | 0 | 2024-12-01 | BH Colorado Electric Oper Co | Regulated Electric (122) | X DNU 876: CRIPPLECRK -AREQUA GULCH | # 876(D) CC SUB - AREQUA GULCH SUB | 135600 | Conductor, Oh Acsr Bare 477 Mcm: 1681090000 | 9776759 | CNDCTR, OH ACSR, BARE, 477 | 1995-07-01 | 1995-07-01 | CPR Conversion
0 | 0 | 0 | 0 | 2024-12-01 | BH Colorado Electric Oper Co | Regulated Electric (122) | X DNU 876: CRIPPLECRK -AREQUA GULCH | # 876(D) CC SUB - AREQUA GULCH SUB | 135600 | Conductor, Oh Trans & Dist Bare: 1686000000 | 9741923 | CONDUCTOR, OH TRANS & DIST BARE | 2006-11-10 | 2006-01-01 | 10024366
0 | 0 | 0 | 0 | 2024-12-01 | BH Colorado Electric Oper Co | Regulated Electric (122) | X DNU 876: CRIPPLECRK -AREQUA GULCH | # 876(D) CC SUB - AREQUA GULCH SUB | 135600 | Conductor, Oh Trans & Dist Bare: 1686000000 | 9809996 | CONDUCTOR, OH TRANS & DIST BARE | 2002-02-20 | 2002-01-01 | 10009652
0 | 0 | 0 | 0 | 2024-12-01 | BH Colorado Electric Oper Co | Regulated Electric (122) | X DNU 876: CRIPPLECRK -AREQUA GULCH | # 876(D) CC SUB - AREQUA GULCH SUB | 135600 | Conductor, Oh: 1681000000 | 9697427 | CONDUCTOR, OVERHEAD | 1994-07-01 | 1994-07-01 | CPR Conversion
0 | 0 | 0 | 0 | 2024-12-01 | BH Colorado Electric Oper Co | Regulated Electric (122) | X DNU 876: CRIPPLECRK -AREQUA GULCH | # 876(D) CC SUB - AREQUA GULCH SUB | 135600 | Conductor, Oh: 1681000000 | 9870332 | CONDUCTOR, OVERHEAD | 1999-07-16 | 1999-01-01 | 10005442
0 | 0 | 0 | 0 | 2024-12-01 | BH Colorado Electric Oper Co | Regulated Electric (122) | X DNU 876: CRIPPLECRK -AREQUA GULCH | # 876(D) CC SUB - AREQUA GULCH SUB | 135600 | Conductor, Oh: 1681000000 | 9773673 | CONDUCTOR, OVERHEAD | 1996-07-01 | 1996-07-01 | CPR Conversion
0 | 0 | 0 | 0 | 2024-12-01 | BH Colorado Electric Oper Co | Regulated Electric (122) | X DNU 876: CRIPPLECRK -AREQUA GULCH | # 876(D) CC SUB - AREQUA GULCH SUB | 135600 | Estimated Additions: 0010000000 | 9809892 | Inv Pikes Peak 69KV 2001 Reloc | 2002-02-20 | 2002-03-01 | 10009652
0 | 0 | 0 | 0 | 2024-12-01 | BH Colorado Electric Oper Co | Regulated Electric (122) | X DNU 876: CRIPPLECRK -AREQUA GULCH | # 876(D) CC SUB - AREQUA GULCH SUB | 135600 | Estimated Additions: 0010000000 | 9878420 | Inv-Pikes Peak 69KV Relocation | 1999-07-16 | 1999-08-01 | 10005442
0 | 0 | 0 | 0 | 2024-12-01 | BH Colorado Electric Oper Co | Regulated Electric (122) | X DNU 876: CRIPPLECRK -AREQUA GULCH | # 876(D) CC SUB - AREQUA GULCH SUB | 135600 | Estimated Additions: 0010000000 | 9811471 | Inv Pikes Peak 69KV 2001 Reloc | 2002-02-20 | 2002-07-01 | 10009652
0 | 0 | 0 | 0 | 2024-12-01 | BH Colorado Electric Oper Co | Regulated Electric (122) | X DNU 876: CRIPPLECRK -AREQUA GULCH | # 876(D) CC SUB - AREQUA GULCH SUB | 135600 | Estimated Additions: 0010000000 | 9809761 | Inv Pikes Peak 69KV 2001 Reloc | 2002-02-20 | 2002-02-01 | 10009652
0 | 0 | 0 | 0 | 2024-12-01 | BH Colorado Electric Oper Co | Regulated Electric (122) | X DNU 876: CRIPPLECRK -AREQUA GULCH | # 876(D) CC SUB - AREQUA GULCH SUB | 135600 | Estimated Additions: 0010000000 | 9728359 | Cripple Creek Sub-Elkton-Victo | 2009-09-01 | 2009-09-01 | 7105876131
0 | 0 | 0 | 0 | 2024-12-01 | BH Colorado Electric Oper Co | Regulated Electric (122) | X DNU 876: CRIPPLECRK -AREQUA GULCH | # 876(D) CC SUB - AREQUA GULCH SUB | 135600 | Estimated Additions: 0010000000 | 9747450 | Reroute line 876 | 2006-11-10 | 2006-12-01 | 10024366
0 | 0 | 0 | 0 | 2024-12-01 | BH Colorado Electric Oper Co | Regulated Electric (122) | X DNU 876: CRIPPLECRK -AREQUA GULCH | # 876(D) CC SUB - AREQUA GULCH SUB | 135600 | Insulators-Post-69kv: 4272069000 | 9870329 | INSULATORS-POST-69KV | 1999-07-16 | 1999-01-01 | 10005442
0 | 0 | 0 | 0 | 2024-12-01 | BH Colorado Electric Oper Co | Regulated Electric (122) | X DNU 876: CRIPPLECRK -AREQUA GULCH | # 876(D) CC SUB - AREQUA GULCH SUB | 135600 | Post Insulators: 4272000000 | 9708799 | POST INSULATORS | 1996-07-01 | 1996-07-01 | CPR Conversion
0 | 0 | 0 | 0 | 2024-12-01 | BH Colorado Electric Oper Co | Regulated Electric (122) | X DNU 876: CRIPPLECRK -AREQUA GULCH | # 876(D) CC SUB - AREQUA GULCH SUB | 135600 | Post Insulators: 4272000000 | 9741926 | POST INSULATORS | 2006-11-10 | 2006-01-01 | 10024366
0 | 0 | 0 | 0 | 2024-12-01 | BH Colorado Electric Oper Co | Regulated Electric (122) | X DNU 876: CRIPPLECRK -AREQUA GULCH | # 876(D) CC SUB - AREQUA GULCH SUB | 135600 | Post Insulators: 4272000000 | 9776758 | POST INSULATORS | 1995-07-01 | 1995-07-01 | CPR Conversion
0 | 0 | 0 | 0 | 2024-12-01 | BH Colorado Electric Oper Co | Regulated Electric (122) | X DNU 876: CRIPPLECRK -AREQUA GULCH | # 876(D) CC SUB - AREQUA GULCH SUB | 135600 | Post Insulators: 4272000000 | 9809999 | POST INSULATORS | 2002-02-20 | 2002-01-01 | 10009652
0 | 0 | 0 | 0 | 2024-12-01 | BH Colorado Electric Oper Co | Regulated Electric (122) | X DNU 876: CRIPPLECRK -AREQUA GULCH | # 876(D) CC SUB - AREQUA GULCH SUB | 135600 | Static Wire (Transmission Lines): 1682000000 | 9974534 | STATIC WIRE (TRANSMISSION LINES) | 1994-07-01 | 1994-07-01 | CPR Conversion
0 | 0 | 0 | 0 | 2024-12-01 | BH Colorado Electric Oper Co | Regulated Electric (122) | X DNU 876: CRIPPLECRK -AREQUA GULCH | # 876(D) CC SUB - AREQUA GULCH SUB | 135600 | Static Wire (Transmission Lines): 1682000000 | 9741928 | STATIC WIRE (TRANSMISSION LINES) | 2006-11-10 | 2006-01-01 | 10024366
0 | 0 | 0 | 0 | 2024-12-01 | BH Colorado Electric Oper Co | Regulated Electric (122) | X DNU 876: CRIPPLECRK -AREQUA GULCH | # 876(D) CC SUB - AREQUA GULCH SUB | 135600 | Suspension Insulators: 4273000000 | 9741925 | SUSPENSION INSULATORS | 2006-11-10 | 2006-01-01 | 10024366
0 | 0 | 0 | 0 | 2024-12-01 | BH Colorado Electric Oper Co | Regulated Electric (122) | X DNU 876: CRIPPLECRK -AREQUA GULCH | # 876(D) CC SUB - AREQUA GULCH SUB | 135600 | Suspension Insulators: 4273000000 | 9862157 | SUSPENSION INSULATORS | 1996-07-01 | 1996-07-01 | CPR Conversion
0 | 0 | 0 | 0 | 2024-12-01 | BH Colorado Electric Oper Co | Regulated Electric (122) | X DNU 876: CRIPPLECRK -AREQUA GULCH | # 876(D) CC SUB - AREQUA GULCH SUB | 135600 | Suspension Insulators: 4273000000 | 9870328 | SUSPENSION INSULATORS | 1999-07-16 | 1999-01-01 | 10005442
0 | 0 | 0 | 0 | 2024-12-01 | BH Colorado Electric Oper Co | Regulated Electric (122) | X DNU 876: CRIPPLECRK -AREQUA GULCH | # 876(D) CC SUB - AREQUA GULCH SUB | 135600 | Suspension Insulators: 4273000000 | 9713158 | SUSPENSION INSULATORS | 1995-07-01 | 1995-07-01 | CPR Conversion
0 | 0 | 0 | 0 | 2024-12-01 | BH Colorado Electric Oper Co | Regulated Electric (122) | X DNU 876: CRIPPLECRK -AREQUA GULCH | # 876(D) CC SUB - AREQUA GULCH SUB | 135600 | Suspension Insulators: 4273000000 | 9809998 | SUSPENSION INSULATORS | 2002-02-20 | 2002-01-01 | 10009652
0 | 0 | 0 | 0 | 2024-12-01 | BH Colorado Electric Oper Co | Regulated Electric (122) | X DNU 876: CRIPPLECRK -AREQUA GULCH | # 876(D) CC SUB - AREQUA GULCH SUB | 135600 | Switches - Over 34500v: 7986900000 | 9728058 | SWITCHES - OVER 34.5KV | 1979-07-01 | 1979-07-01 | CPR Conversion
0 | 0 | 0 | 0 | 2024-12-01 | BH Colorado Electric Oper Co | Regulated Electric (122) | X DNU WPC Transmission Line # 212 | X DNU # 212 (T) Skala Tap - Portland Sub | 135500 | Crossarm Assemblies, Wood: 7914000000 | 21297833 | CROSSARM ASSEMBLIES, WOOD | 1960-07-01 | 1960-07-01 | 50507XFER
0 | 0 | 0 | 0 | 2024-12-01 | BH Colorado Electric Oper Co | Regulated Electric (122) | X DNU WPC Transmission Line # 212 | X DNU # 212 (T) Skala Tap - Portland Sub | 135500 | Pole, Wood: 7911000000 | 21297840 | Pole, Wood | 1960-07-01 | 1960-07-01 | 50507XFER
0 | 0 | 0 | 0 | 2024-12-01 | BH Colorado Electric Oper Co | Regulated Electric (122) | X DNU WPC Transmission Line # 213 | WPC Transmission Line # 213- (T) Canon Plant #232-Skala Tap # 166 | 135002 | Land Rights - Non-Depreciable: 4552XXXXXX | 20759792 | T-LIN S13 T19 R70 | 1954-07-01 | 1954-07-01 | 50507XFER
0 | 0 | 0 | 0 | 2024-12-01 | BH Colorado Electric Oper Co | Regulated Electric (122) | X DNU WPC Transmission Line # 213 | WPC Transmission Line # 213- (T) Canon Plant #232-Skala Tap # 166 | 135002 | Land Rights - Non-Depreciable: 4552XXXXXX | 21283715 | T-LIN S24 T19 R69 | 1956-07-01 | 1956-07-01 | 50507XFER
0 | 0 | 0 | 0 | 2024-12-01 | BH Colorado Electric Oper Co | Regulated Electric (122) | X DNU WPC Transmission Line # 213 | WPC Transmission Line # 213- (T) Canon Plant #232-Skala Tap # 166 | 135002 | Land Rights - Non-Depreciable: 4552XXXXXX | 20759799 | T-LIN S16 T20 R66 | 1954-07-01 | 1954-07-01 | 50507XFER
0 | 0 | 0 | 0 | 2024-12-01 | BH Colorado Electric Oper Co | Regulated Electric (122) | X DNU WPC Transmission Line # 213 | WPC Transmission Line # 213- (T) Canon Plant #232-Skala Tap # 166 | 135002 | Land Rights - Non-Depreciable: 4552XXXXXX | 20759824 | T-LIN S19 T20 R65 | 1954-07-01 | 1954-07-01 | 50507XFER
0 | 0 | 0 | 0 | 2024-12-01 | BH Colorado Electric Oper Co | Regulated Electric (122) | X DNU WPC Transmission Line # 213 | WPC Transmission Line # 213- (T) Canon Plant #232-Skala Tap # 166 | 135002 | Land Rights - Non-Depreciable: 4552XXXXXX | 21283738 | T-LIN S17 T19 R69 | 1971-07-01 | 1971-07-01 | 50507XFER
0 | 0 | 0 | 0 | 2024-12-01 | BH Colorado Electric Oper Co | Regulated Electric (122) | X DNU WPC Transmission Line # 213 | WPC Transmission Line # 213- (T) Canon Plant #232-Skala Tap # 166 | 135002 | Land Rights - Non-Depreciable: 4552XXXXXX | 20759838 | T-LIN S20 T20 R65 | 1954-07-01 | 1954-07-01 | 50507XFER
0 | 0 | 0 | 0 | 2024-12-01 | BH Colorado Electric Oper Co | Regulated Electric (122) | X DNU WPC Transmission Line # 213 | WPC Transmission Line # 213- (T) Canon Plant #232-Skala Tap # 166 | 135002 | Land Rights - Non-Depreciable: 4552XXXXXX | 20759819 | T-LIN S19 T19 R69 | 1954-07-01 | 1954-07-01 | 50507XFER
0 | 0 | 0 | 0 | 2024-12-01 | BH Colorado Electric Oper Co | Regulated Electric (122) | X DNU WPC Transmission Line # 213 | WPC Transmission Line # 213- (T) Canon Plant #232-Skala Tap # 166 | 135002 | Land Rights - Non-Depreciable: 4552XXXXXX | 20759831 | T-LIN S20 T19 R69 | 1954-07-01 | 1954-07-01 | 50507XFER
0 | 0 | 0 | 0 | 2024-12-01 | BH Colorado Electric Oper Co | Regulated Electric (122) | X DNU WPC Transmission Line # 213 | WPC Transmission Line # 213- (T) Canon Plant #232-Skala Tap # 166 | 135002 | Land Rights - Non-Depreciable: 4552XXXXXX | 21283745 | T-LIN S19 T19 R68 | 1974-07-01 | 1974-07-01 | 50507XFER
0 | 0 | 0 | 0 | 2024-12-01 | BH Colorado Electric Oper Co | Regulated Electric (122) | X DNU WPC Transmission Line # 213 | WPC Transmission Line # 213- (T) Canon Plant #232-Skala Tap # 166 | 135002 | Land Rights - Non-Depreciable: 4552XXXXXX | 20759802 | T-LIN S17 T20 R66 | 1954-07-01 | 1954-07-01 | 50507XFER
0 | 0 | 0 | 0 | 2024-12-01 | BH Colorado Electric Oper Co | Regulated Electric (122) | X DNU WPC Transmission Line # 213 | WPC Transmission Line # 213- (T) Canon Plant #232-Skala Tap # 166 | 135002 | Land Rights - Non-Depreciable: 4552XXXXXX | 20759805 | T-LIN S18 T19 R69 | 1954-07-01 | 1954-07-01 | 50507XFER
0 | 0 | 0 | 0 | 2024-12-01 | BH Colorado Electric Oper Co | Regulated Electric (122) | X DNU WPC Transmission Line # 213 | WPC Transmission Line # 213- (T) Canon Plant #232-Skala Tap # 166 | 135002 | Land Rights - Non-Depreciable: 4552XXXXXX | 20759771 | T-LIN S05 T19 R70 | 1954-07-01 | 1954-07-01 | 50507XFER
0 | 0 | 0 | 0 | 2024-12-01 | BH Colorado Electric Oper Co | Regulated Electric (122) | X DNU WPC Transmission Line # 213 | WPC Transmission Line # 213- (T) Canon Plant #232-Skala Tap # 166 | 135002 | Land Rights - Non-Depreciable: 4552XXXXXX | 21283731 | T-LIN S36 T19 R68 | 1962-07-01 | 1962-07-01 | 50507XFER
0 | 0 | 0 | 0 | 2024-12-01 | BH Colorado Electric Oper Co | Regulated Electric (122) | X DNU WPC Transmission Line # 213 | WPC Transmission Line # 213- (T) Canon Plant #232-Skala Tap # 166 | 135002 | Land Rights - Non-Depreciable: 4552XXXXXX | 20759778 | T-LIN S07 T20 R66 | 1954-07-01 | 1954-07-01 | 50507XFER
0 | 0 | 0 | 0 | 2024-12-01 | BH Colorado Electric Oper Co | Regulated Electric (122) | X DNU WPC Transmission Line # 213 | WPC Transmission Line # 213- (T) Canon Plant #232-Skala Tap # 166 | 135002 | Land Rights - Non-Depreciable: 4552XXXXXX | 21283726 | T-LIN S19 T20 R65 | 1958-07-01 | 1958-07-01 | 50507XFER
0 | 0 | 0 | 0 | 2024-12-01 | BH Colorado Electric Oper Co | Regulated Electric (122) | X DNU WPC Transmission Line # 213 | WPC Transmission Line # 213- (T) Canon Plant #232-Skala Tap # 166 | 135002 | Land Rights - Non-Depreciable: 4552XXXXXX | 20759764 | T-LIN S04 T19 R70 | 1954-07-01 | 1954-07-01 | 50507XFER
0 | 0 | 0 | 0 | 2024-12-01 | BH Colorado Electric Oper Co | Regulated Electric (122) | X DNU WPC Transmission Line # 213 | WPC Transmission Line # 213- (T) Canon Plant #232-Skala Tap # 166 | 135002 | Land Rights - Non-Depreciable: 4552XXXXXX | 20759785 | T-LIN S10 T19 R70 | 1954-07-01 | 1954-07-01 | 50507XFER
0 | 0 | 0 | 0 | 2024-12-01 | BH Colorado Electric Oper Co | Regulated Electric (122) | X DNU WPC Transmission Line # 213 | WPC Transmission Line # 213- (T) Canon Plant #232-Skala Tap # 166 | 135002 | Land Rights - Non-Depreciable: 4552XXXXXX | 21283708 | T-LIN S19 T19 R68 | 1937-07-01 | 1937-07-01 | 50507XFER
0 | 0 | 0 | 0 | 2024-12-01 | BH Colorado Electric Oper Co | Regulated Electric (122) | X DNU WPC Transmission Line # 213 | WPC Transmission Line # 213- (T) Canon Plant #232-Skala Tap # 166 | 135002 | Land Rights - Non-Depreciable: 4552XXXXXX | 20759812 | T-LIN S19 T19 R68 | 1954-07-01 | 1954-07-01 | 50507XFER
0 | 0 | 0 | 0 | 2024-12-01 | BH Colorado Electric Oper Co | Regulated Electric (122) | X DNU WPC Transmission Line # 213 | WPC Transmission Line # 213- (T) Canon Plant #232-Skala Tap # 166 | 135002 | Land Rights - Non-Depreciable: 4552XXXXXX | 21283720 | T-LIN S20 T20 R65 | 1958-07-01 | 1958-07-01 | 50507XFER
0 | 0 | 0 | 0 | 2024-12-01 | BH Colorado Electric Oper Co | Regulated Electric (122) | X DNU WPC Transmission Line # 213 | WPC Transmission Line # 213- (T) Canon Plant #232-Skala Tap # 166 | 135300 | Estimated Additions: 0010000000 | 12360641 | INSTALL FIBER ON 115KV PORTLAND-SKALA-CANON PLANT REPLACING ONE STATICE WITH 50 OR OPGW TRANS LINE 213 | 2014-03-28 | 2014-03-01 | 10048120
0 | 0 | 0 | 0 | 2024-12-01 | BH Colorado Electric Oper Co | Regulated Electric (122) | X DNU WPC Transmission Line # 213 | WPC Transmission Line # 213- (T) Canon Plant #232-Skala Tap # 166 | 135300 | Estimated Additions: 0010000000 | 12422971 | INSTALL FIBER ON 115KV PORTLAND-SKALA-CANON PLANT REPLACING ONE STATICE WITH 50 OR OPGW TRANS LINE 213 | 2014-03-28 | 2014-04-01 | 10048120
0 | 0 | 0 | 0 | 2024-12-01 | BH Colorado Electric Oper Co | Regulated Electric (122) | X DNU WPC Transmission Line # 213 | WPC Transmission Line # 213- (T) Canon Plant #232-Skala Tap # 166 | 135300 | Estimated Additions: 0010000000 | 12575512 | LIDAR COMPLIANCE WORK ON TRANSMISSION LINE NUMBER 213 | 2014-06-01 | 2014-07-01 | 10049874
4 | 0 | 0 | 0 | 2024-12-01 | BH Colorado Electric Oper Co | Regulated Electric (122) | X DNU WPC Transmission Line # 213 | WPC Transmission Line # 213- (T) Canon Plant #232-Skala Tap # 166 | 135300 | Estimated Additions: 0010000000 | 12472523 | Electric Transmission ARM Replace 115kv : ETOR69 REPLACE TRANSMISSION ARMS CANON PLNT - POLE # 212, 214, 215 CANON CITY | 2014-02-28 | 2014-05-01 | 60021416
0 | 0 | 0 | 0 | 2024-12-01 | BH Colorado Electric Oper Co | Regulated Electric (122) | X DNU WPC Transmission Line # 213 | WPC Transmission Line # 213- (T) Canon Plant #232-Skala Tap # 166 | 135500 | ARE-Acquired Reserve Elimination: | 20408519 | Acquisition Reserve Elimination | 1995-07-01 | 2016-01-01 | 50507XFER
0 | 0 | 0 | 0 | 2024-12-01 | BH Colorado Electric Oper Co | Regulated Electric (122) | X DNU WPC Transmission Line # 213 | WPC Transmission Line # 213- (T) Canon Plant #232-Skala Tap # 166 | 135500 | Crossarm Assemblies, Wood: 7914000000 | 20759722 | CROSSARM ASSEMBLIES, WOOD | 1966-07-01 | 1966-07-01 | 50507XFER
0 | 0 | 0 | 0 | 2024-12-01 | BH Colorado Electric Oper Co | Regulated Electric (122) | X DNU WPC Transmission Line # 213 | WPC Transmission Line # 213- (T) Canon Plant #232-Skala Tap # 166 | 135500 | Crossarm Assemblies, Wood: 7914000000 | 21283659 | CROSSARM ASSEMBLIES, WOOD | 1974-07-01 | 1974-07-01 | 50507XFER
0 | 0 | 0 | 0 | 2024-12-01 | BH Colorado Electric Oper Co | Regulated Electric (122) | X DNU WPC Transmission Line # 213 | WPC Transmission Line # 213- (T) Canon Plant #232-Skala Tap # 166 | 135500 | Crossarm Assemblies, Wood: 7914000000 | 21283701 | CROSSARM ASSEMBLIES, WOOD | 1977-07-01 | 1977-07-01 | 50507XFER
0 | 0 | 0 | 0 | 2024-12-01 | BH Colorado Electric Oper Co | Regulated Electric (122) | X DNU WPC Transmission Line # 213 | WPC Transmission Line # 213- (T) Canon Plant #232-Skala Tap # 166 | 135500 | Crossarm Assemblies, Wood: 7914000000 | 21283854 | CROSSARM ASSEMBLIES, WOOD | 1974-07-01 | 1974-07-01 | 50507XFER
0 | 0 | 0 | 0 | 2024-12-01 | BH Colorado Electric Oper Co | Regulated Electric (122) | X DNU WPC Transmission Line # 213 | WPC Transmission Line # 213- (T) Canon Plant #232-Skala Tap # 166 | 135500 | Crossarm Assemblies, Wood: 7914000000 | 21283652 | CROSSARM ASSEMBLIES, WOOD | 1974-07-01 | 1974-07-01 | 50507XFER
0 | 0 | 0 | 0 | 2024-12-01 | BH Colorado Electric Oper Co | Regulated Electric (122) | X DNU WPC Transmission Line # 213 | WPC Transmission Line # 213- (T) Canon Plant #232-Skala Tap # 166 | 135500 | Crossarm Assemblies, Wood: 7914000000 | 21283861 | CROSSARM ASSEMBLIES, WOOD | 1974-07-01 | 1974-07-01 | 50507XFER
0 | 0 | 0 | 0 | 2024-12-01 | BH Colorado Electric Oper Co | Regulated Electric (122) | X DNU WPC Transmission Line # 213 | WPC Transmission Line # 213- (T) Canon Plant #232-Skala Tap # 166 | 135500 | Crossarm Assemblies, Wood: 7914000000 | 20759694 | CROSSARM ASSEMBLIES, WOOD | 1959-07-01 | 1959-07-01 | 50507XFER
0 | 0 | 0 | 0 | 2024-12-01 | BH Colorado Electric Oper Co | Regulated Electric (122) | X DNU WPC Transmission Line # 213 | WPC Transmission Line # 213- (T) Canon Plant #232-Skala Tap # 166 | 135500 | Crossarm Assemblies, Wood: 7914000000 | 20759750 | CROSSARM ASSEMBLIES, WOOD | 1987-07-01 | 1987-07-01 | 50507XFER
0 | 0 | 0 | 0 | 2024-12-01 | BH Colorado Electric Oper Co | Regulated Electric (122) | X DNU WPC Transmission Line # 213 | WPC Transmission Line # 213- (T) Canon Plant #232-Skala Tap # 166 | 135500 | Crossarm Assemblies, Wood: 7914000000 | 21283673 | CROSSARM ASSEMBLIES, WOOD | 1975-07-01 | 1975-07-01 | 50507XFER
0 | 0 | 0 | 0 | 2024-12-01 | BH Colorado Electric Oper Co | Regulated Electric (122) | X DNU WPC Transmission Line # 213 | WPC Transmission Line # 213- (T) Canon Plant #232-Skala Tap # 166 | 135500 | Crossarm Assemblies, Wood: 7914000000 | 20759715 | CROSSARM ASSEMBLIES, WOOD | 1966-07-01 | 1966-07-01 | 50507XFER
0 | 0 | 0 | 0 | 2024-12-01 | BH Colorado Electric Oper Co | Regulated Electric (122) | X DNU WPC Transmission Line # 213 | WPC Transmission Line # 213- (T) Canon Plant #232-Skala Tap # 166 | 135500 | Crossarm Assemblies, Wood: 7914000000 | 21283694 | CROSSARM ASSEMBLIES, WOOD | 1977-07-01 | 1977-07-01 | 50507XFER
0 | 0 | 0 | 0 | 2024-12-01 | BH Colorado Electric Oper Co | Regulated Electric (122) | X DNU WPC Transmission Line # 213 | WPC Transmission Line # 213- (T) Canon Plant #232-Skala Tap # 166 | 135500 | Crossarm Assemblies, Wood: 7914000000 | 9802845 | CROSSARM ASSEMBLIES, WOOD | 1995-07-01 | 1995-07-01 | WCDXFER
0 | 0 | 0 | 0 | 2024-12-01 | BH Colorado Electric Oper Co | Regulated Electric (122) | X DNU WPC Transmission Line # 213 | WPC Transmission Line # 213- (T) Canon Plant #232-Skala Tap # 166 | 135500 | Crossarm Assemblies, Wood: 7914000000 | 20759743 | CROSSARM ASSEMBLIES, WOOD | 1986-07-01 | 1986-07-01 | 50507XFER
0 | 0 | 0 | 0 | 2024-12-01 | BH Colorado Electric Oper Co | Regulated Electric (122) | X DNU WPC Transmission Line # 213 | WPC Transmission Line # 213- (T) Canon Plant #232-Skala Tap # 166 | 135500 | Crossarm Assemblies, Wood: 7914000000 | 21283680 | CROSSARM ASSEMBLIES, WOOD | 1977-07-01 | 1977-07-01 | 50507XFER
0 | 0 | 0 | 0 | 2024-12-01 | BH Colorado Electric Oper Co | Regulated Electric (122) | X DNU WPC Transmission Line # 213 | WPC Transmission Line # 213- (T) Canon Plant #232-Skala Tap # 166 | 135500 | Crossarm Assemblies, Wood: 7914000000 | 9802860 | CROSSARM ASSEMBLIES, WOOD | 1995-07-01 | 1995-07-01 | WCDXFER
0 | 0 | 0 | 0 | 2024-12-01 | BH Colorado Electric Oper Co | Regulated Electric (122) | X DNU WPC Transmission Line # 213 | WPC Transmission Line # 213- (T) Canon Plant #232-Skala Tap # 166 | 135500 | Crossarm Assemblies, Wood: 7914000000 | 20759729 | CROSSARM ASSEMBLIES, WOOD | 1967-07-01 | 1967-07-01 | 50507XFER
0 | 0 | 0 | 0 | 2024-12-01 | BH Colorado Electric Oper Co | Regulated Electric (122) | X DNU WPC Transmission Line # 213 | WPC Transmission Line # 213- (T) Canon Plant #232-Skala Tap # 166 | 135500 | Crossarm Assemblies, Wood: 7914000000 | 20759708 | CROSSARM ASSEMBLIES, WOOD | 1965-07-01 | 1965-07-01 | 50507XFER
0 | 0 | 0 | 0 | 2024-12-01 | BH Colorado Electric Oper Co | Regulated Electric (122) | X DNU WPC Transmission Line # 213 | WPC Transmission Line # 213- (T) Canon Plant #232-Skala Tap # 166 | 135500 | Crossarm Assemblies, Wood: 7914000000 | 20759736 | CROSSARM ASSEMBLIES, WOOD | 1978-07-01 | 1978-07-01 | 50507XFER
0 | 0 | 0 | 0 | 2024-12-01 | BH Colorado Electric Oper Co | Regulated Electric (122) | X DNU WPC Transmission Line # 213 | WPC Transmission Line # 213- (T) Canon Plant #232-Skala Tap # 166 | 135500 | Crossarm Assemblies, Wood: 7914000000 | 20759757 | CROSSARM ASSEMBLIES, WOOD | 1991-07-01 | 1991-07-01 | 50507XFER
0 | 0 | 0 | 0 | 2024-12-01 | BH Colorado Electric Oper Co | Regulated Electric (122) | X DNU WPC Transmission Line # 213 | WPC Transmission Line # 213- (T) Canon Plant #232-Skala Tap # 166 | 135500 | Crossarm Assemblies, Wood: 7914000000 | 9996275 | CROSSARM ASSEMBLIES, WOOD | 2004-11-15 | 2005-01-01 | 10018506
0 | 0 | 0 | 0 | 2024-12-01 | BH Colorado Electric Oper Co | Regulated Electric (122) | X DNU WPC Transmission Line # 213 | WPC Transmission Line # 213- (T) Canon Plant #232-Skala Tap # 166 | 135500 | Crossarm Assemblies, Wood: 7914000000 | 20759701 | CROSSARM ASSEMBLIES, WOOD | 1960-07-01 | 1960-07-01 | 50507XFER
0 | 0 | 0 | 0 | 2024-12-01 | BH Colorado Electric Oper Co | Regulated Electric (122) | X DNU WPC Transmission Line # 213 | WPC Transmission Line # 213- (T) Canon Plant #232-Skala Tap # 166 | 135500 | Crossarm Assemblies, Wood: 7914000000 | 21283847 | CROSSARM ASSEMBLIES, WOOD | 1974-07-01 | 1974-07-01 | 50507XFER
0 | 0 | 0 | 0 | 2024-12-01 | BH Colorado Electric Oper Co | Regulated Electric (122) | X DNU WPC Transmission Line # 213 | WPC Transmission Line # 213- (T) Canon Plant #232-Skala Tap # 166 | 135500 | Crossarm, Assy: 2453000000 | 12602476 | Crossarm, Assy | 2012-06-25 | 2012-01-01 | 7105213131
0 | 0 | 0 | 0 | 2024-12-01 | BH Colorado Electric Oper Co | Regulated Electric (122) | X DNU WPC Transmission Line # 213 | WPC Transmission Line # 213- (T) Canon Plant #232-Skala Tap # 166 | 135500 | Crossarm, Assy: 2453000000 | 20408508 | Crossarm, Assy | 1995-07-01 | 1995-07-01 | 50507XFER
0 | 0 | 0 | 0 | 2024-12-01 | BH Colorado Electric Oper Co | Regulated Electric (122) | X DNU WPC Transmission Line # 213 | WPC Transmission Line # 213- (T) Canon Plant #232-Skala Tap # 166 | 135500 | Crossarm, Assy: 2453000000 | 20408528 | Crossarm, Assy | 1995-07-01 | 1995-07-01 | 50507XFER
0 | 0 | 0 | 0 | 2024-12-01 | BH Colorado Electric Oper Co | Regulated Electric (122) | X DNU WPC Transmission Line # 213 | WPC Transmission Line # 213- (T) Canon Plant #232-Skala Tap # 166 | 135500 | Estimated Additions: 0010000000 | 14696762 | This work order is to replace structures that failed the 2009 ground line inspection | 2016-02-25 | 2016-04-01 | 10054451
1 | 0 | 0 | 0 | 2024-12-01 | BH Colorado Electric Oper Co | Regulated Electric (122) | X DNU WPC Transmission Line # 213 | WPC Transmission Line # 213- (T) Canon Plant #232-Skala Tap # 166 | 135500 | Estimated Additions: 0010000000 | 9995422 | Repl structures-Osmose-Ln 213 | 2004-11-15 | 2005-11-01 | 10018506
0 | 0 | 0 | 0 | 2024-12-01 | BH Colorado Electric Oper Co | Regulated Electric (122) | X DNU WPC Transmission Line # 213 | WPC Transmission Line # 213- (T) Canon Plant #232-Skala Tap # 166 | 135500 | Estimated Additions: 0010000000 | 12575821 | Canon Plant-Skala-Portland | 2012-06-25 | 2014-07-01 | 7105213131
0 | 0 | 0 | 0 | 2024-12-01 | BH Colorado Electric Oper Co | Regulated Electric (122) | X DNU WPC Transmission Line # 213 | WPC Transmission Line # 213- (T) Canon Plant #232-Skala Tap # 166 | 135500 | Estimated Additions: 0010000000 | 12583721 | Canon Plant-Skala-Portland | 2012-06-25 | 2014-07-01 | 7105213131
0 | 0 | 0 | 0 | 2024-12-01 | BH Colorado Electric Oper Co | Regulated Electric (122) | X DNU WPC Transmission Line # 213 | WPC Transmission Line # 213- (T) Canon Plant #232-Skala Tap # 166 | 135500 | Estimated Additions: 0010000000 | 21183502 | This work order is to replace one arm on the Skala-Portland 115 kV line. The arm was identified as being damaged during the 2017 patrol | 2018-01-29 | 2018-02-01 | 10058861
0 | 0 | 0 | 0 | 2024-12-01 | BH Colorado Electric Oper Co | Regulated Electric (122) | X DNU WPC Transmission Line # 213 | WPC Transmission Line # 213- (T) Canon Plant #232-Skala Tap # 166 | 135500 | Estimated Additions: 0010000000 | 20969828 | This work order is to replace one arm on the Skala-Portland 115 kV line. The arm was identified as being damaged during the 2017 patrol | 2018-01-29 | 2018-01-01 | 10058861
2 | 0 | 0 | 0 | 2024-12-01 | BH Colorado Electric Oper Co | Regulated Electric (122) | X DNU WPC Transmission Line # 213 | WPC Transmission Line # 213- (T) Canon Plant #232-Skala Tap # 166 | 135500 | Estimated Additions: 0010000000 | 12575613 | Electric Transmission ARMS Replace 115KV : ETOR69 CHG OUT TRANSMISSION ARMS CANON PLNT - STRUCTURES 176, 178, 198 CANON CITY | 2014-06-03 | 2014-07-01 | 60021415
0 | 0 | 0 | 0 | 2024-12-01 | BH Colorado Electric Oper Co | Regulated Electric (122) | X DNU WPC Transmission Line # 213 | WPC Transmission Line # 213- (T) Canon Plant #232-Skala Tap # 166 | 135500 | Guys: 4060000000 | 9780254 | GUYS | 1996-07-01 | 1996-07-01 | CPR Conversion
0 | 0 | 0 | 0 | 2024-12-01 | BH Colorado Electric Oper Co | Regulated Electric (122) | X DNU WPC Transmission Line # 213 | WPC Transmission Line # 213- (T) Canon Plant #232-Skala Tap # 166 | 135500 | Pole, Other: 6169000000 | 12758188 | POLES: 80' | 2014-06-01 | 2014-01-01 | 10049874
1 | 0 | 0 | 0 | 2024-12-01 | BH Colorado Electric Oper Co | Regulated Electric (122) | X DNU WPC Transmission Line # 213 | WPC Transmission Line # 213- (T) Canon Plant #232-Skala Tap # 166 | 135500 | Pole, Wood, 60': 6161600000 | 14563359 | Pole, Wood, 60' | 2016-03-01 | 2016-01-01 | 60021415
0 | 0 | 0 | 0 | 2024-12-01 | BH Colorado Electric Oper Co | Regulated Electric (122) | X DNU WPC Transmission Line # 213 | WPC Transmission Line # 213- (T) Canon Plant #232-Skala Tap # 166 | 135500 | Pole, Wood: 7911000000 | 9803397 | POLE, WOOD | 1995-07-01 | 1995-07-01 | WCDXFER
0 | 0 | 0 | 0 | 2024-12-01 | BH Colorado Electric Oper Co | Regulated Electric (122) | X DNU WPC Transmission Line # 213 | WPC Transmission Line # 213- (T) Canon Plant #232-Skala Tap # 166 | 135500 | Pole, Wood: 7911000000 | 20759631 | Pole, Wood | 1960-07-01 | 1960-07-01 | 50507XFER
0 | 0 | 0 | 0 | 2024-12-01 | BH Colorado Electric Oper Co | Regulated Electric (122) | X DNU WPC Transmission Line # 213 | WPC Transmission Line # 213- (T) Canon Plant #232-Skala Tap # 166 | 135500 | Pole, Wood: 7911000000 | 20759652 | Pole, Wood | 1966-07-01 | 1966-07-01 | 50507XFER
0 | 0 | 0 | 0 | 2024-12-01 | BH Colorado Electric Oper Co | Regulated Electric (122) | X DNU WPC Transmission Line # 213 | WPC Transmission Line # 213- (T) Canon Plant #232-Skala Tap # 166 | 135500 | Pole, Wood: 7911000000 | 21283759 | POLE, WOOD | 1974-07-01 | 1974-07-01 | 50507XFER
0 | 0 | 0 | 0 | 2024-12-01 | BH Colorado Electric Oper Co | Regulated Electric (122) | X DNU WPC Transmission Line # 213 | WPC Transmission Line # 213- (T) Canon Plant #232-Skala Tap # 166 | 135500 | Pole, Wood: 7911000000 | 20759680 | Pole, Wood | 1987-07-01 | 1987-07-01 | 50507XFER
0 | 0 | 0 | 0 | 2024-12-01 | BH Colorado Electric Oper Co | Regulated Electric (122) | X DNU WPC Transmission Line # 213 | WPC Transmission Line # 213- (T) Canon Plant #232-Skala Tap # 166 | 135500 | Pole, Wood: 7911000000 | 21283645 | POLE, WOOD | 1977-07-01 | 1977-07-01 | 50507XFER
0 | 0 | 0 | 0 | 2024-12-01 | BH Colorado Electric Oper Co | Regulated Electric (122) | X DNU WPC Transmission Line # 213 | WPC Transmission Line # 213- (T) Canon Plant #232-Skala Tap # 166 | 135500 | Pole, Wood: 7911000000 | 21283666 | POLE, WOOD | 1977-07-01 | 1977-07-01 | 50507XFER
0 | 0 | 0 | 0 | 2024-12-01 | BH Colorado Electric Oper Co | Regulated Electric (122) | X DNU WPC Transmission Line # 213 | WPC Transmission Line # 213- (T) Canon Plant #232-Skala Tap # 166 | 135500 | Pole, Wood: 7911000000 | 9802899 | POLE, WOOD | 1996-07-01 | 1996-07-01 | WCDXFER
0 | 0 | 0 | 0 | 2024-12-01 | BH Colorado Electric Oper Co | Regulated Electric (122) | X DNU WPC Transmission Line # 213 | WPC Transmission Line # 213- (T) Canon Plant #232-Skala Tap # 166 | 135500 | Pole, Wood: 7911000000 | 9804934 | POLE, WOOD | 1992-07-01 | 1992-07-01 | WCDXFER
0 | 0 | 0 | 0 | 2024-12-01 | BH Colorado Electric Oper Co | Regulated Electric (122) | X DNU WPC Transmission Line # 213 | WPC Transmission Line # 213- (T) Canon Plant #232-Skala Tap # 166 | 135500 | Pole, Wood: 7911000000 | 20759645 | Pole, Wood | 1966-07-01 | 1966-07-01 | 50507XFER
0 | 0 | 0 | 0 | 2024-12-01 | BH Colorado Electric Oper Co | Regulated Electric (122) | X DNU WPC Transmission Line # 213 | WPC Transmission Line # 213- (T) Canon Plant #232-Skala Tap # 166 | 135500 | Pole, Wood: 7911000000 | 20759687 | Pole, Wood | 1991-07-01 | 1991-07-01 | 50507XFER
0 | 0 | 0 | 0 | 2024-12-01 | BH Colorado Electric Oper Co | Regulated Electric (122) | X DNU WPC Transmission Line # 213 | WPC Transmission Line # 213- (T) Canon Plant #232-Skala Tap # 166 | 135500 | Pole, Wood: 7911000000 | 21283778 | POLE, WOOD | 1974-07-01 | 1974-07-01 | 50507XFER
0 | 0 | 0 | 0 | 2024-12-01 | BH Colorado Electric Oper Co | Regulated Electric (122) | X DNU WPC Transmission Line # 213 | WPC Transmission Line # 213- (T) Canon Plant #232-Skala Tap # 166 | 135500 | Pole, Wood: 7911000000 | 20759624 | Pole, Wood | 1959-07-01 | 1959-07-01 | 50507XFER
0 | 0 | 0 | 0 | 2024-12-01 | BH Colorado Electric Oper Co | Regulated Electric (122) | X DNU WPC Transmission Line # 213 | WPC Transmission Line # 213- (T) Canon Plant #232-Skala Tap # 166 | 135500 | Pole, Wood: 7911000000 | 20759638 | Pole, Wood | 1965-07-01 | 1965-07-01 | 50507XFER
0 | 0 | 0 | 0 | 2024-12-01 | BH Colorado Electric Oper Co | Regulated Electric (122) | X DNU WPC Transmission Line # 213 | WPC Transmission Line # 213- (T) Canon Plant #232-Skala Tap # 166 | 135500 | Pole, Wood: 7911000000 | 21283792 | POLE, WOOD | 1977-07-01 | 1977-07-01 | 50507XFER
0 | 0 | 0 | 0 | 2024-12-01 | BH Colorado Electric Oper Co | Regulated Electric (122) | X DNU WPC Transmission Line # 213 | WPC Transmission Line # 213- (T) Canon Plant #232-Skala Tap # 166 | 135500 | Pole, Wood: 7911000000 | 9995816 | POLE, WOOD | 2004-11-15 | 2005-01-01 | 10018506
0 | 0 | 0 | 0 | 2024-12-01 | BH Colorado Electric Oper Co | Regulated Electric (122) | X DNU WPC Transmission Line # 213 | WPC Transmission Line # 213- (T) Canon Plant #232-Skala Tap # 166 | 135500 | Pole, Wood: 7911000000 | 21283785 | POLE, WOOD | 1975-07-01 | 1975-07-01 | 50507XFER
0 | 0 | 0 | 0 | 2024-12-01 | BH Colorado Electric Oper Co | Regulated Electric (122) | X DNU WPC Transmission Line # 213 | WPC Transmission Line # 213- (T) Canon Plant #232-Skala Tap # 166 | 135500 | Pole, Wood: 7911000000 | 20759666 | Pole, Wood | 1978-07-01 | 1978-07-01 | 50507XFER
0 | 0 | 0 | 0 | 2024-12-01 | BH Colorado Electric Oper Co | Regulated Electric (122) | X DNU WPC Transmission Line # 213 | WPC Transmission Line # 213- (T) Canon Plant #232-Skala Tap # 166 | 135500 | Pole, Wood: 7911000000 | 21283687 | POLE, WOOD | 1977-07-01 | 1977-07-01 | 50507XFER
0 | 0 | 0 | 0 | 2024-12-01 | BH Colorado Electric Oper Co | Regulated Electric (122) | X DNU WPC Transmission Line # 213 | WPC Transmission Line # 213- (T) Canon Plant #232-Skala Tap # 166 | 135500 | Pole, Wood: 7911000000 | 9803378 | POLE, WOOD | 1995-07-01 | 1995-07-01 | WCDXFER
0 | 0 | 0 | 0 | 2024-12-01 | BH Colorado Electric Oper Co | Regulated Electric (122) | X DNU WPC Transmission Line # 213 | WPC Transmission Line # 213- (T) Canon Plant #232-Skala Tap # 166 | 135500 | Pole, Wood: 7911000000 | 20759659 | Pole, Wood | 1967-07-01 | 1967-07-01 | 50507XFER
0 | 0 | 0 | 0 | 2024-12-01 | BH Colorado Electric Oper Co | Regulated Electric (122) | X DNU WPC Transmission Line # 213 | WPC Transmission Line # 213- (T) Canon Plant #232-Skala Tap # 166 | 135500 | Pole, Wood: 7911000000 | 20759673 | Pole, Wood | 1986-07-01 | 1986-07-01 | 50507XFER
0 | 0 | 0 | 0 | 2024-12-01 | BH Colorado Electric Oper Co | Regulated Electric (122) | X DNU WPC Transmission Line # 213 | WPC Transmission Line # 213- (T) Canon Plant #232-Skala Tap # 166 | 135500 | Pole, Wood: 7911000000 | 21283752 | POLE, WOOD | 1972-07-01 | 1972-07-01 | 50507XFER
0 | 0 | 0 | 0 | 2024-12-01 | BH Colorado Electric Oper Co | Regulated Electric (122) | X DNU WPC Transmission Line # 213 | WPC Transmission Line # 213- (T) Canon Plant #232-Skala Tap # 166 | 135500 | Pole, Wood: 7911000000 | 21283771 | POLE, WOOD | 1974-07-01 | 1974-07-01 | 50507XFER
0 | 0 | 0 | 0 | 2024-12-01 | BH Colorado Electric Oper Co | Regulated Electric (122) | X DNU WPC Transmission Line # 213 | WPC Transmission Line # 213- (T) Canon Plant #232-Skala Tap # 166 | 135500 | Structure: 7911100000 | 18693265 | 65 FOOT STRUCTURE: 164 | 2016-02-25 | 2016-04-01 | 10054451
0 | 0 | 0 | 0 | 2024-12-01 | BH Colorado Electric Oper Co | Regulated Electric (122) | X DNU WPC Transmission Line # 213 | WPC Transmission Line # 213- (T) Canon Plant #232-Skala Tap # 166 | 135500 | Structure: 7911100000 | 18693270 | 60 FOOT STRUCTURE: 179 | 2016-02-25 | 2016-04-01 | 10054451
0 | 0 | 0 | 0 | 2024-12-01 | BH Colorado Electric Oper Co | Regulated Electric (122) | X DNU WPC Transmission Line # 213 | WPC Transmission Line # 213- (T) Canon Plant #232-Skala Tap # 166 | 135500 | Wood 2 Poles 60': 7911026000 | 9977412 | WOOD 2 POLES 60' | 1995-07-01 | 1995-07-01 | CPR Conversion
0 | 0 | 0 | 0 | 2024-12-01 | BH Colorado Electric Oper Co | Regulated Electric (122) | X DNU WPC Transmission Line # 213 | WPC Transmission Line # 213- (T) Canon Plant #232-Skala Tap # 166 | 135500 | Wood 2 Poles 65': 7911026500 | 9977411 | WOOD 2 POLES 65' | 1995-07-01 | 1995-07-01 | CPR Conversion
0 | 0 | 0 | 0 | 2024-12-01 | BH Colorado Electric Oper Co | Regulated Electric (122) | X DNU WPC Transmission Line # 213 | WPC Transmission Line # 213- (T) Canon Plant #232-Skala Tap # 166 | 135500 | Wood 3 Poles 75': 7911047500 | 9689195 | WOOD 3 POLES 75' | 1996-07-01 | 1996-07-01 | CPR Conversion
0 | 0 | 0 | 0 | 2024-12-01 | BH Colorado Electric Oper Co | Regulated Electric (122) | X DNU WPC Transmission Line # 213 | WPC Transmission Line # 213- (T) Canon Plant #232-Skala Tap # 166 | 135500 | Wood 3 Poles 85': 7911048500 | 9974428 | WOOD 3 POLES 85' | 1992-07-01 | 1992-07-01 | CPR Conversion
0 | 0 | 0 | 0 | 2024-12-01 | BH Colorado Electric Oper Co | Regulated Electric (122) | X DNU WPC Transmission Line # 213 | WPC Transmission Line # 213- (T) Canon Plant #232-Skala Tap # 166 | 135600 | Estimated Additions: 0010000000 | 12583718 | Canon Plant-Skala-Portland | 2012-06-25 | 2014-07-01 | 7105213131
0 | 0 | 0 | 0 | 2024-12-01 | BH Colorado Electric Oper Co | Regulated Electric (122) | X DNU WPC Transmission Line # 213 | WPC Transmission Line # 213- (T) Canon Plant #232-Skala Tap # 166 | 135600 | Estimated Additions: 0010000000 | 12575818 | Canon Plant-Skala-Portland | 2012-06-25 | 2014-07-01 | 7105213131
1 | 0 | 0 | 0 | 2024-12-01 | BH Colorado Electric Oper Co | Regulated Electric (122) | X DNU WPC Transmission Line # 213 | WPC Transmission Line # 213- (T) Canon Plant #232-Skala Tap # 166 | 135600 | Estimated Additions: 0010000000 | 9995423 | Repl structures-Osmose-Ln 213 | 2004-11-15 | 2005-11-01 | 10018506
0 | 0 | 0 | 0 | 2024-12-01 | BH Colorado Electric Oper Co | Regulated Electric (122) | X DNU WPC Transmission Line # 213 | WPC Transmission Line # 213- (T) Canon Plant #232-Skala Tap # 166 | 135600 | Static Wire (Transmission Lines): 1682000000 | 12606860 | Static Wire (Transmission Lines) | 2014-03-28 | 2014-01-01 | 10048120
0 | 0 | 0 | 0 | 2024-12-01 | BH Colorado Electric Oper Co | Regulated Electric (122) | X DNU WPC Transmission Line # 213 | WPC Transmission Line # 213- (T) Canon Plant #232-Skala Tap # 166 | 135600 | Suspension Insulators: 4273000000 | 12602465 | Suspension Insulators | 2012-06-25 | 2012-01-01 | 7105213131
0 | 0 | 0 | 0 | 2024-12-01 | BH Colorado Electric Oper Co | Regulated Electric (122) | X DNU WPC Transmission Line # 213 | WPC Transmission Line # 213- (T) Canon Plant #232-Skala Tap # 166 | 135600 | Suspension Insulators: 4273000000 | 9995817 | SUSPENSION INSULATORS | 2004-11-15 | 2005-01-01 | 10018506
0 | 0 | 0 | 0 | 2024-12-01 | BH Colorado Electric Oper Co | Regulated Electric (122) | X -DNU WPC Transmission Line # 227 | X - DNU - Retired Line | 135500 | Crossarm Assemblies, Wood: 7914000000 | 9818332 | CROSSARM ASSEMBLIES, WOOD | 2004-12-01 | 2004-01-01 | 7105227131
0 | 0 | 0 | 0 | 2024-12-01 | BH Colorado Electric Oper Co | Regulated Electric (122) | X -DNU WPC Transmission Line # 227 | X - DNU - Retired Line | 135500 | Crossarm Assemblies, Wood: 7914000000 | 9802856 | CROSSARM ASSEMBLIES, WOOD | 1993-07-01 | 1993-07-01 | WCDXFER
0 | 0 | 0 | 0 | 2024-12-01 | BH Colorado Electric Oper Co | Regulated Electric (122) | X -DNU WPC Transmission Line # 227 | X - DNU - Retired Line | 135500 | Pole, Wood: 7911000000 | 9803511 | POLE, WOOD | 1993-07-01 | 1993-07-01 | WCDXFER
0 | 0 | 0 | 0 | 2024-12-01 | BH Colorado Electric Oper Co | Regulated Electric (122) | X -DNU WPC Transmission Line # 227 | X - DNU - Retired Line | 135500 | Pole, Wood: 7911000000 | 9818333 | POLE, WOOD | 2004-12-01 | 2004-01-01 | 7105227131
0 | 0 | 0 | 0 | 2024-12-01 | BH Colorado Electric Oper Co | Regulated Electric (122) | X -DNU WPC Transmission Line # 227 | X - DNU - Retired Line | 135500 | Wood 2 Poles 65': 7911026500 | 9974617 | WOOD 2 POLES 65' | 1993-07-01 | 1993-07-01 | CPR Conversion
0 | 0 | 0 | 0 | 2024-12-01 | BH Colorado Electric Oper Co | Regulated Electric (122) | X -DNU WPC Transmission Line # 227 | X - DNU - Retired Line | 135600 | Suspension Insulators: 4273000000 | 9818334 | SUSPENSION INSULATORS | 2004-12-01 | 2004-01-01 | 7105227131
0 | 0 | 0 | 0 | 2024-12-01 | BH Colorado Electric Oper Co | Regulated Electric (122) | X DNU WPC Transmission Line # 231 | WPC Transmission Line # 231 (T) Northridge Sub #40 R4 - PSCO Tap #1 | 135500 | Pole, Wood: 7911000000 | 9818331 | POLE, WOOD | 2004-12-01 | 2004-01-01 | 7105231131
0 | 0 | 0 | 0 | 2024-12-01 | BH Colorado Electric Oper Co | Regulated Electric (122) | X DNU WPC Transmission Line # 231 | WPC Transmission Line # 231 (T) Northridge Sub #40 R4 - PSCO Tap #1 | 135600 | Conductor, Oh Tran&Dist Insulat: 1687000000 | 9818330 | CONDUCTOR, OH TRANS & DIST INSULATED | 2004-12-01 | 2004-01-01 | 7105231131
0 | 0 | 0 | 0 | 2024-12-01 | BH Colorado Electric Oper Co | Regulated Electric (122) | X DNU WPC Transmission Line # 231 | WPC Transmission Line # 231 (T) Northridge Sub #40 R4 - PSCO Tap #1 | 135600 | Suspension Insulators: 4273000000 | 19713222 | Suspension Insulators | 2017-03-22 | 2017-01-01 | 10056894
0 | 0 | 0 | 0 | 2024-12-01 | BH Colorado Electric Oper Co | Regulated Electric (122) | X DNU WPC Transmission Line # 234 | WPC Transmission Line # 234 (T) Baculite Mesa-Northridge Sub # 40R4 | 135002 | Right-Of-Ways - Non-Depreciable: 4554XXXXXX | 11670900 | ROW:BURLINGTON NORTHERN | 2011-12-08 | 2012-01-01 | 10027442
0 | 0 | 0 | 0 | 2024-12-01 | BH Colorado Electric Oper Co | Regulated Electric (122) | X DNU WPC Transmission Line # 234 | WPC Transmission Line # 234 (T) Baculite Mesa-Northridge Sub # 40R4 | 135002 | Right-Of-Ways - Non-Depreciable: 4554XXXXXX | 11670897 | ROW:WILLIAM PEETZ | 2011-12-08 | 2012-01-01 | 10027442
0 | 0 | 0 | 0 | 2024-12-01 | BH Colorado Electric Oper Co | Regulated Electric (122) | X DNU WPC Transmission Line # 234 | WPC Transmission Line # 234 (T) Baculite Mesa-Northridge Sub # 40R4 | 135002 | Right-Of-Ways - Non-Depreciable: 4554XXXXXX | 11670903 | ROW:TENBAR INC | 2011-12-08 | 2012-01-01 | 10027442
0 | 0 | 0 | 0 | 2024-12-01 | BH Colorado Electric Oper Co | Regulated Electric (122) | X DNU WPC Transmission Line # 234 | WPC Transmission Line # 234 (T) Baculite Mesa-Northridge Sub # 40R4 | 135002 | Right-Of-Ways - Non-Depreciable: 4554XXXXXX | 11670894 | ROW:SEAL PHARMACY | 2011-12-08 | 2012-01-01 | 10027442
0 | 0 | 0 | 0 | 2024-12-01 | BH Colorado Electric Oper Co | Regulated Electric (122) | X DNU WPC Transmission Line # 234 | WPC Transmission Line # 234 (T) Baculite Mesa-Northridge Sub # 40R4 | 135002 | Right-Of-Ways - Non-Depreciable: 4554XXXXXX | 11670906 | ROW:MARSH USA | 2011-12-08 | 2012-01-01 | 10027442
0 | 0 | 0 | 0 | 2024-12-01 | BH Colorado Electric Oper Co | Regulated Electric (122) | X DNU WPC Transmission Line # 234 | WPC Transmission Line # 234 (T) Baculite Mesa-Northridge Sub # 40R4 | 135300 | Estimated Additions: 0010000000 | 11041056 | REBUILD OF 115 KV BACALITE MES | 2009-12-01 | 2011-09-01 | 10027646
0 | 0 | 0 | 0 | 2024-12-01 | BH Colorado Electric Oper Co | Regulated Electric (122) | X DNU WPC Transmission Line # 234 | WPC Transmission Line # 234 (T) Baculite Mesa-Northridge Sub # 40R4 | 135500 | Anchors: 0140000000 | 21322865 | Anchors | 2017-01-09 | 2017-01-01 | 10052431
0 | 0 | 0 | 0 | 2024-12-01 | BH Colorado Electric Oper Co | Regulated Electric (122) | X DNU WPC Transmission Line # 234 | WPC Transmission Line # 234 (T) Baculite Mesa-Northridge Sub # 40R4 | 135500 | Anchors: 0140000000 | 11067152 | ANCHORS | 2009-12-01 | 2011-01-01 | 10027646
0 | 0 | 0 | 0 | 2024-12-01 | BH Colorado Electric Oper Co | Regulated Electric (122) | X DNU WPC Transmission Line # 234 | WPC Transmission Line # 234 (T) Baculite Mesa-Northridge Sub # 40R4 | 135500 | Crossarm Assemblies, Wood: 7914000000 | 9740684 | CROSSARM ASSEMBLIES, WOOD | 2006-08-16 | 2006-01-01 | 10023567
0 | 0 | 0 | 0 | 2024-12-01 | BH Colorado Electric Oper Co | Regulated Electric (122) | X DNU WPC Transmission Line # 234 | WPC Transmission Line # 234 (T) Baculite Mesa-Northridge Sub # 40R4 | 135500 | Crossarm Assemblies, Wood: 7914000000 | 9745101 | CROSSARM ASSEMBLIES, WOOD | 2007-06-01 | 2007-01-01 | 7105234131
0 | 0 | 0 | 0 | 2024-12-01 | BH Colorado Electric Oper Co | Regulated Electric (122) | X DNU WPC Transmission Line # 234 | WPC Transmission Line # 234 (T) Baculite Mesa-Northridge Sub # 40R4 | 135500 | Crossarm Assemblies, Wood: 7914000000 | 9738328 | CROSSARM ASSEMBLIES, WOOD | 2005-12-15 | 2005-01-01 | 10022631
0 | 0 | 0 | 0 | 2024-12-01 | BH Colorado Electric Oper Co | Regulated Electric (122) | X DNU WPC Transmission Line # 234 | WPC Transmission Line # 234 (T) Baculite Mesa-Northridge Sub # 40R4 | 135500 | Crossarm Assemblies, Wood: 7914000000 | 9802755 | CROSSARM ASSEMBLIES, WOOD | 1994-07-01 | 1994-07-01 | WCDXFER
0 | 0 | 0 | 0 | 2024-12-01 | BH Colorado Electric Oper Co | Regulated Electric (122) | X DNU WPC Transmission Line # 234 | WPC Transmission Line # 234 (T) Baculite Mesa-Northridge Sub # 40R4 | 135500 | Estimated Additions: 0010000000 | 11248106 | 115KV DOUBLE CIRCUIT AIRPORT T | 2011-12-08 | 2012-01-01 | 10027442
0 | 0 | 0 | 0 | 2024-12-01 | BH Colorado Electric Oper Co | Regulated Electric (122) | X DNU WPC Transmission Line # 234 | WPC Transmission Line # 234 (T) Baculite Mesa-Northridge Sub # 40R4 | 135500 | Estimated Additions: 0010000000 | 18744606 | This work order is for the rebuild of the 115 kV line that runs between the new Fountian Lake substation and PAGS | 2017-01-09 | 2017-02-01 | 10052431
0 | 0 | 0 | 0 | 2024-12-01 | BH Colorado Electric Oper Co | Regulated Electric (122) | X DNU WPC Transmission Line # 234 | WPC Transmission Line # 234 (T) Baculite Mesa-Northridge Sub # 40R4 | 135500 | Estimated Additions: 0010000000 | 19663643 | This work order is for the rebuild of the 115 kV line that runs between the new Fountian Lake substation and PAGS | 2017-01-09 | 2017-04-01 | 10052431
0 | 0 | 0 | 0 | 2024-12-01 | BH Colorado Electric Oper Co | Regulated Electric (122) | X DNU WPC Transmission Line # 234 | WPC Transmission Line # 234 (T) Baculite Mesa-Northridge Sub # 40R4 | 135500 | Estimated Additions: 0010000000 | 11248196 | REBUILD 115KV AIP TO MEM | 2010-12-31 | 2012-01-01 | 10027645
0 | 0 | 0 | 0 | 2024-12-01 | BH Colorado Electric Oper Co | Regulated Electric (122) | X DNU WPC Transmission Line # 234 | WPC Transmission Line # 234 (T) Baculite Mesa-Northridge Sub # 40R4 | 135500 | Estimated Additions: 0010000000 | 18849243 | This work order is for the rebuild of the 115 kV line that runs between the new Fountian Lake substation and PAGS | 2017-01-09 | 2017-03-01 | 10052431
0 | 0 | 0 | 0 | 2024-12-01 | BH Colorado Electric Oper Co | Regulated Electric (122) | X DNU WPC Transmission Line # 234 | WPC Transmission Line # 234 (T) Baculite Mesa-Northridge Sub # 40R4 | 135500 | Estimated Additions: 0010000000 | 11248118 | BACALITE MESA SUB TO NYBERG | 2011-12-16 | 2012-01-01 | 10040011
0 | 0 | 0 | 0 | 2024-12-01 | BH Colorado Electric Oper Co | Regulated Electric (122) | X DNU WPC Transmission Line # 234 | WPC Transmission Line # 234 (T) Baculite Mesa-Northridge Sub # 40R4 | 135500 | Estimated Additions: 0010000000 | 11314083 | 115KV DOUBLE CIRCUIT AIRPORT T | 2011-12-08 | 2012-03-01 | 10027442
0 | 0 | 0 | 0 | 2024-12-01 | BH Colorado Electric Oper Co | Regulated Electric (122) | X DNU WPC Transmission Line # 234 | WPC Transmission Line # 234 (T) Baculite Mesa-Northridge Sub # 40R4 | 135500 | Estimated Additions: 0010000000 | 9996098 | Repl 2 H struc-Osmose-Ln 234 | 2005-12-15 | 2005-12-01 | 10022631
0 | 0 | 0 | 0 | 2024-12-01 | BH Colorado Electric Oper Co | Regulated Electric (122) | X DNU WPC Transmission Line # 234 | WPC Transmission Line # 234 (T) Baculite Mesa-Northridge Sub # 40R4 | 135500 | Estimated Additions: 0010000000 | 11314942 | BACALITE MESA SUB TO NYBERG | 2011-12-16 | 2012-03-01 | 10040011
0 | 0 | 0 | 0 | 2024-12-01 | BH Colorado Electric Oper Co | Regulated Electric (122) | X DNU WPC Transmission Line # 234 | WPC Transmission Line # 234 (T) Baculite Mesa-Northridge Sub # 40R4 | 135500 | Estimated Additions: 0010000000 | 9747482 | Repl 2 poles-Line 234 | 2006-08-16 | 2006-12-01 | 10023567
0 | 0 | 0 | 0 | 2024-12-01 | BH Colorado Electric Oper Co | Regulated Electric (122) | X DNU WPC Transmission Line # 234 | WPC Transmission Line # 234 (T) Baculite Mesa-Northridge Sub # 40R4 | 135500 | Pole, Steel: 7912000000 | 11655676 | STRUCTURES:STEEL POLES 140' | 2011-12-16 | 2012-01-01 | 10040011
0 | 0 | 0 | 0 | 2024-12-01 | BH Colorado Electric Oper Co | Regulated Electric (122) | X DNU WPC Transmission Line # 234 | WPC Transmission Line # 234 (T) Baculite Mesa-Northridge Sub # 40R4 | 135500 | Pole, Steel: 7912000000 | 11655688 | STRUCTURES:STEEL POLES 120' | 2011-12-16 | 2012-01-01 | 10040011
0 | 0 | 0 | 0 | 2024-12-01 | BH Colorado Electric Oper Co | Regulated Electric (122) | X DNU WPC Transmission Line # 234 | WPC Transmission Line # 234 (T) Baculite Mesa-Northridge Sub # 40R4 | 135500 | Pole, Steel: 7912000000 | 11670957 | STRUCTURE: STEEL 130' | 2011-12-08 | 2012-01-01 | 10027442
0 | 0 | 0 | 0 | 2024-12-01 | BH Colorado Electric Oper Co | Regulated Electric (122) | X DNU WPC Transmission Line # 234 | WPC Transmission Line # 234 (T) Baculite Mesa-Northridge Sub # 40R4 | 135500 | Pole, Steel: 7912000000 | 11655685 | STRUCTURES:STEEL POLES 90' | 2011-12-16 | 2012-01-01 | 10040011
0 | 0 | 0 | 0 | 2024-12-01 | BH Colorado Electric Oper Co | Regulated Electric (122) | X DNU WPC Transmission Line # 234 | WPC Transmission Line # 234 (T) Baculite Mesa-Northridge Sub # 40R4 | 135500 | Pole, Steel: 7912000000 | 11670951 | STRUCTURE: STEEL 110' | 2011-12-08 | 2012-01-01 | 10027442
0 | 0 | 0 | 0 | 2024-12-01 | BH Colorado Electric Oper Co | Regulated Electric (122) | X DNU WPC Transmission Line # 234 | WPC Transmission Line # 234 (T) Baculite Mesa-Northridge Sub # 40R4 | 135500 | Pole, Steel: 7912000000 | 11670966 | STRUCTURE: STEEL 90' | 2011-12-08 | 2012-01-01 | 10027442
0 | 0 | 0 | 0 | 2024-12-01 | BH Colorado Electric Oper Co | Regulated Electric (122) | X DNU WPC Transmission Line # 234 | WPC Transmission Line # 234 (T) Baculite Mesa-Northridge Sub # 40R4 | 135500 | Pole, Steel: 7912000000 | 21322922 | 3 Pole Steel Deadend | 2017-01-09 | 2017-02-01 | 10052431
0 | 0 | 0 | 0 | 2024-12-01 | BH Colorado Electric Oper Co | Regulated Electric (122) | X DNU WPC Transmission Line # 234 | WPC Transmission Line # 234 (T) Baculite Mesa-Northridge Sub # 40R4 | 135500 | Pole, Steel: 7912000000 | 11670942 | STRUCTURE: STEEL 95' | 2011-12-08 | 2012-01-01 | 10027442
0 | 0 | 0 | 0 | 2024-12-01 | BH Colorado Electric Oper Co | Regulated Electric (122) | X DNU WPC Transmission Line # 234 | WPC Transmission Line # 234 (T) Baculite Mesa-Northridge Sub # 40R4 | 135500 | Pole, Steel: 7912000000 | 11670963 | STRUCTURE: STEEL 115' | 2011-12-08 | 2012-01-01 | 10027442
0 | 0 | 0 | 0 | 2024-12-01 | BH Colorado Electric Oper Co | Regulated Electric (122) | X DNU WPC Transmission Line # 234 | WPC Transmission Line # 234 (T) Baculite Mesa-Northridge Sub # 40R4 | 135500 | Pole, Steel: 7912000000 | 11655682 | STRUCTURES:STEEL POLES 110' | 2011-12-16 | 2012-01-01 | 10040011
0 | 0 | 0 | 0 | 2024-12-01 | BH Colorado Electric Oper Co | Regulated Electric (122) | X DNU WPC Transmission Line # 234 | WPC Transmission Line # 234 (T) Baculite Mesa-Northridge Sub # 40R4 | 135500 | Pole, Steel: 7912000000 | 11655694 | STRUCTURES:STEEL POLES 125' | 2011-12-16 | 2012-01-01 | 10040011
0 | 0 | 0 | 0 | 2024-12-01 | BH Colorado Electric Oper Co | Regulated Electric (122) | X DNU WPC Transmission Line # 234 | WPC Transmission Line # 234 (T) Baculite Mesa-Northridge Sub # 40R4 | 135500 | Pole, Steel: 7912000000 | 21322925 | 90ft Single Pole Steel Deadend | 2017-01-09 | 2017-02-01 | 10052431
0 | 0 | 0 | 0 | 2024-12-01 | BH Colorado Electric Oper Co | Regulated Electric (122) | X DNU WPC Transmission Line # 234 | WPC Transmission Line # 234 (T) Baculite Mesa-Northridge Sub # 40R4 | 135500 | Pole, Steel: 7912000000 | 11670945 | STRUCTURE: STEEL 100' | 2011-12-08 | 2012-01-01 | 10027442
0 | 0 | 0 | 0 | 2024-12-01 | BH Colorado Electric Oper Co | Regulated Electric (122) | X DNU WPC Transmission Line # 234 | WPC Transmission Line # 234 (T) Baculite Mesa-Northridge Sub # 40R4 | 135500 | Pole, Steel: 7912000000 | 11670954 | STRUCTURE: STEEL 82.5' | 2011-12-08 | 2012-01-01 | 10027442
0 | 0 | 0 | 0 | 2024-12-01 | BH Colorado Electric Oper Co | Regulated Electric (122) | X DNU WPC Transmission Line # 234 | WPC Transmission Line # 234 (T) Baculite Mesa-Northridge Sub # 40R4 | 135500 | Pole, Steel: 7912000000 | 11670960 | STRUCTURE: STEEL 105' | 2011-12-08 | 2012-01-01 | 10027442
0 | 0 | 0 | 0 | 2024-12-01 | BH Colorado Electric Oper Co | Regulated Electric (122) | X DNU WPC Transmission Line # 234 | WPC Transmission Line # 234 (T) Baculite Mesa-Northridge Sub # 40R4 | 135500 | Pole, Steel: 7912000000 | 11670948 | STRUCTURE: STEEL 155' | 2011-12-08 | 2012-01-01 | 10027442
0 | 0 | 0 | 0 | 2024-12-01 | BH Colorado Electric Oper Co | Regulated Electric (122) | X DNU WPC Transmission Line # 234 | WPC Transmission Line # 234 (T) Baculite Mesa-Northridge Sub # 40R4 | 135500 | Pole, Steel: 7912000000 | 11655691 | STRUCTURES:STEEL POLES 115' | 2011-12-16 | 2012-01-01 | 10040011
0 | 0 | 0 | 0 | 2024-12-01 | BH Colorado Electric Oper Co | Regulated Electric (122) | X DNU WPC Transmission Line # 234 | WPC Transmission Line # 234 (T) Baculite Mesa-Northridge Sub # 40R4 | 135500 | Pole, Steel: 7912000000 | 21322919 | 80ft Single Pole Steel Deadend | 2017-01-09 | 2017-02-01 | 10052431
0 | 0 | 0 | 0 | 2024-12-01 | BH Colorado Electric Oper Co | Regulated Electric (122) | X DNU WPC Transmission Line # 234 | WPC Transmission Line # 234 (T) Baculite Mesa-Northridge Sub # 40R4 | 135500 | Pole, Steel: 7912000000 | 11655673 | STRUCTURES:STEEL POLES 105' | 2011-12-16 | 2012-01-01 | 10040011
0 | 0 | 0 | 0 | 2024-12-01 | BH Colorado Electric Oper Co | Regulated Electric (122) | X DNU WPC Transmission Line # 234 | WPC Transmission Line # 234 (T) Baculite Mesa-Northridge Sub # 40R4 | 135500 | Pole, Steel: 7912000000 | 11655679 | STRUCTURES:STEEL POLES 65' | 2011-12-16 | 2012-01-01 | 10040011
0 | 0 | 0 | 0 | 2024-12-01 | BH Colorado Electric Oper Co | Regulated Electric (122) | X DNU WPC Transmission Line # 234 | WPC Transmission Line # 234 (T) Baculite Mesa-Northridge Sub # 40R4 | 135500 | Pole, Wood, 30' - 40': 6161400000 | 11067166 | Pole, Wood, 30' - 40' | 2009-12-01 | 2011-01-01 | 10027646
0 | 0 | 0 | 0 | 2024-12-01 | BH Colorado Electric Oper Co | Regulated Electric (122) | X DNU WPC Transmission Line # 234 | WPC Transmission Line # 234 (T) Baculite Mesa-Northridge Sub # 40R4 | 135500 | Pole, Wood, 65' Or Greater: 6161650000 | 11067169 | POLE, WOOD 65' | 2009-12-01 | 2011-01-01 | 10027646
0 | 0 | 0 | 0 | 2024-12-01 | BH Colorado Electric Oper Co | Regulated Electric (122) | X DNU WPC Transmission Line # 234 | WPC Transmission Line # 234 (T) Baculite Mesa-Northridge Sub # 40R4 | 135500 | Pole, Wood: 7911000000 | 9687925 | POLE, WOOD | 2009-02-01 | 2009-01-01 | 7105234131
0 | 0 | 0 | 0 | 2024-12-01 | BH Colorado Electric Oper Co | Regulated Electric (122) | X DNU WPC Transmission Line # 234 | WPC Transmission Line # 234 (T) Baculite Mesa-Northridge Sub # 40R4 | 135500 | Pole, Wood: 7911000000 | 9738329 | POLE, WOOD | 2005-12-15 | 2005-01-01 | 10022631
0 | 0 | 0 | 0 | 2024-12-01 | BH Colorado Electric Oper Co | Regulated Electric (122) | X DNU WPC Transmission Line # 234 | WPC Transmission Line # 234 (T) Baculite Mesa-Northridge Sub # 40R4 | 135500 | Pole, Wood: 7911000000 | 9740685 | POLE, WOOD | 2006-08-16 | 2006-01-01 | 10023567
0 | 0 | 0 | 0 | 2024-12-01 | BH Colorado Electric Oper Co | Regulated Electric (122) | X DNU WPC Transmission Line # 234 | WPC Transmission Line # 234 (T) Baculite Mesa-Northridge Sub # 40R4 | 135500 | Pole, Wood: 7911000000 | 11670939 | POLES: 45'-40'-35' | 2011-12-08 | 2012-01-01 | 10027442
0 | 0 | 0 | 0 | 2024-12-01 | BH Colorado Electric Oper Co | Regulated Electric (122) | X DNU WPC Transmission Line # 234 | WPC Transmission Line # 234 (T) Baculite Mesa-Northridge Sub # 40R4 | 135500 | Pole, Wood: 7911000000 | 9818329 | POLE, WOOD | 2004-12-01 | 2004-01-01 | 7105234131
0 | 0 | 0 | 0 | 2024-12-01 | BH Colorado Electric Oper Co | Regulated Electric (122) | X DNU WPC Transmission Line # 234 | WPC Transmission Line # 234 (T) Baculite Mesa-Northridge Sub # 40R4 | 135500 | Pole, Wood: 7911000000 | 9803293 | POLE, WOOD | 1994-07-01 | 1994-07-01 | WCDXFER
0 | 0 | 0 | 0 | 2024-12-01 | BH Colorado Electric Oper Co | Regulated Electric (122) | X DNU WPC Transmission Line # 234 | WPC Transmission Line # 234 (T) Baculite Mesa-Northridge Sub # 40R4 | 135500 | Steel 1 Pole 40': 7912014000 | 21322904 | 3-Pole Steel Deadend | 2017-01-09 | 2017-02-01 | 10052431
0 | 0 | 0 | 0 | 2024-12-01 | BH Colorado Electric Oper Co | Regulated Electric (122) | X DNU WPC Transmission Line # 234 | WPC Transmission Line # 234 (T) Baculite Mesa-Northridge Sub # 40R4 | 135500 | Steel 1 Pole 75': 7912017500 | 21322910 | Single Pole Steel Deadend | 2017-01-09 | 2017-02-01 | 10052431
0 | 0 | 0 | 0 | 2024-12-01 | BH Colorado Electric Oper Co | Regulated Electric (122) | X DNU WPC Transmission Line # 234 | WPC Transmission Line # 234 (T) Baculite Mesa-Northridge Sub # 40R4 | 135500 | Steel 1 Pole 75': 7912017500 | 21322916 | Single Pole Steel Tangent | 2017-01-09 | 2017-02-01 | 10052431
0 | 0 | 0 | 0 | 2024-12-01 | BH Colorado Electric Oper Co | Regulated Electric (122) | X DNU WPC Transmission Line # 234 | WPC Transmission Line # 234 (T) Baculite Mesa-Northridge Sub # 40R4 | 135500 | Steel 1 Pole 75': 7912017500 | 21322907 | 1 Pole Steel In-line DE | 2017-01-09 | 2017-02-01 | 10052431
0 | 0 | 0 | 0 | 2024-12-01 | BH Colorado Electric Oper Co | Regulated Electric (122) | X DNU WPC Transmission Line # 234 | WPC Transmission Line # 234 (T) Baculite Mesa-Northridge Sub # 40R4 | 135500 | Steel 1 Pole 75': 7912017500 | 21322913 | Structure 20 with Foundation | 2017-01-09 | 2017-02-01 | 10052431
0 | 0 | 0 | 0 | 2024-12-01 | BH Colorado Electric Oper Co | Regulated Electric (122) | X DNU WPC Transmission Line # 234 | WPC Transmission Line # 234 (T) Baculite Mesa-Northridge Sub # 40R4 | 135500 | Structure: 7911100000 | 11655697 | ASSEMBLY: BRACED LINE POST 115KV | 2011-12-16 | 2012-01-01 | 10040011
0 | 0 | 0 | 0 | 2024-12-01 | BH Colorado Electric Oper Co | Regulated Electric (122) | X DNU WPC Transmission Line # 234 | WPC Transmission Line # 234 (T) Baculite Mesa-Northridge Sub # 40R4 | 135500 | Structure: 7911100000 | 11655700 | ASSEMBLY: BRACED LINE POST 230 KV | 2011-12-16 | 2012-01-01 | 10040011
0 | 0 | 0 | 0 | 2024-12-01 | BH Colorado Electric Oper Co | Regulated Electric (122) | X DNU WPC Transmission Line # 234 | WPC Transmission Line # 234 (T) Baculite Mesa-Northridge Sub # 40R4 | 135500 | Structure: 7911100000 | 11670969 | STRUCTURES | 2011-12-08 | 2012-01-01 | 10027442
0 | 0 | 0 | 0 | 2024-12-01 | BH Colorado Electric Oper Co | Regulated Electric (122) | X DNU WPC Transmission Line # 234 | WPC Transmission Line # 234 (T) Baculite Mesa-Northridge Sub # 40R4 | 135500 | Wood 1 Pole 50': 7911015000 | 11670909 | POLE: 50' | 2011-12-08 | 2012-01-01 | 10027442
0 | 0 | 0 | 0 | 2024-12-01 | BH Colorado Electric Oper Co | Regulated Electric (122) | X DNU WPC Transmission Line # 234 | WPC Transmission Line # 234 (T) Baculite Mesa-Northridge Sub # 40R4 | 135500 | Wood 1 Pole 55': 7911015500 | 11670912 | POLE: 55' | 2011-12-08 | 2012-01-01 | 10027442
0 | 0 | 0 | 0 | 2024-12-01 | BH Colorado Electric Oper Co | Regulated Electric (122) | X DNU WPC Transmission Line # 234 | WPC Transmission Line # 234 (T) Baculite Mesa-Northridge Sub # 40R4 | 135500 | Wood 1 Pole 60': 7911016000 | 11670915 | POLE: 60' | 2011-12-08 | 2012-01-01 | 10027442
0 | 0 | 0 | 0 | 2024-12-01 | BH Colorado Electric Oper Co | Regulated Electric (122) | X DNU WPC Transmission Line # 234 | WPC Transmission Line # 234 (T) Baculite Mesa-Northridge Sub # 40R4 | 135500 | Wood 1 Pole 65': 7911016500 | 11670918 | POLE: 65' | 2011-12-08 | 2012-01-01 | 10027442
0 | 0 | 0 | 0 | 2024-12-01 | BH Colorado Electric Oper Co | Regulated Electric (122) | X DNU WPC Transmission Line # 234 | WPC Transmission Line # 234 (T) Baculite Mesa-Northridge Sub # 40R4 | 135500 | Wood 1 Pole 70': 7911017000 | 9974684 | WOOD 1 POLE 70' | 1994-07-01 | 1994-07-01 | CPR Conversion
0 | 0 | 0 | 0 | 2024-12-01 | BH Colorado Electric Oper Co | Regulated Electric (122) | X DNU WPC Transmission Line # 234 | WPC Transmission Line # 234 (T) Baculite Mesa-Northridge Sub # 40R4 | 135500 | Wood 1 Pole 70': 7911017000 | 11276891 | Wood 1 Pole 70' | 2010-12-31 | 2012-01-01 | 10027645
0 | 0 | 0 | 0 | 2024-12-01 | BH Colorado Electric Oper Co | Regulated Electric (122) | X DNU WPC Transmission Line # 234 | WPC Transmission Line # 234 (T) Baculite Mesa-Northridge Sub # 40R4 | 135500 | Wood 1 Pole 70': 7911017000 | 11670921 | POLE: 70' | 2011-12-08 | 2012-01-01 | 10027442
0 | 0 | 0 | 0 | 2024-12-01 | BH Colorado Electric Oper Co | Regulated Electric (122) | X DNU WPC Transmission Line # 234 | WPC Transmission Line # 234 (T) Baculite Mesa-Northridge Sub # 40R4 | 135500 | Wood 1 Pole 75': 7911017500 | 11670924 | POLE: 75' | 2011-12-08 | 2012-01-01 | 10027442
0 | 0 | 0 | 0 | 2024-12-01 | BH Colorado Electric Oper Co | Regulated Electric (122) | X DNU WPC Transmission Line # 234 | WPC Transmission Line # 234 (T) Baculite Mesa-Northridge Sub # 40R4 | 135500 | Wood 1 Pole 75': 7911017500 | 11655667 | POLES: WOOD 75' | 2011-12-16 | 2012-01-01 | 10040011
0 | 0 | 0 | 0 | 2024-12-01 | BH Colorado Electric Oper Co | Regulated Electric (122) | X DNU WPC Transmission Line # 234 | WPC Transmission Line # 234 (T) Baculite Mesa-Northridge Sub # 40R4 | 135500 | Wood 1 Pole 80': 7911018000 | 11655670 | POLES: WOOD 80' | 2011-12-16 | 2012-01-01 | 10040011
0 | 0 | 0 | 0 | 2024-12-01 | BH Colorado Electric Oper Co | Regulated Electric (122) | X DNU WPC Transmission Line # 234 | WPC Transmission Line # 234 (T) Baculite Mesa-Northridge Sub # 40R4 | 135500 | Wood 1 Pole 80': 7911018000 | 11276894 | Wood 1 Pole 80' | 2010-12-31 | 2012-01-01 | 10027645
0 | 0 | 0 | 0 | 2024-12-01 | BH Colorado Electric Oper Co | Regulated Electric (122) | X DNU WPC Transmission Line # 234 | WPC Transmission Line # 234 (T) Baculite Mesa-Northridge Sub # 40R4 | 135500 | Wood 1 Pole 80': 7911018000 | 11670927 | POLE: 80' | 2011-12-08 | 2012-01-01 | 10027442
0 | 0 | 0 | 0 | 2024-12-01 | BH Colorado Electric Oper Co | Regulated Electric (122) | X DNU WPC Transmission Line # 234 | WPC Transmission Line # 234 (T) Baculite Mesa-Northridge Sub # 40R4 | 135500 | Wood 1 Pole 85': 7911018500 | 11276897 | Wood 1 Pole 85' | 2010-12-31 | 2012-01-01 | 10027645
0 | 0 | 0 | 0 | 2024-12-01 | BH Colorado Electric Oper Co | Regulated Electric (122) | X DNU WPC Transmission Line # 234 | WPC Transmission Line # 234 (T) Baculite Mesa-Northridge Sub # 40R4 | 135500 | Wood 1 Pole 85': 7911018500 | 11670930 | POLE: 85' | 2011-12-08 | 2012-01-01 | 10027442
0 | 0 | 0 | 0 | 2024-12-01 | BH Colorado Electric Oper Co | Regulated Electric (122) | X DNU WPC Transmission Line # 234 | WPC Transmission Line # 234 (T) Baculite Mesa-Northridge Sub # 40R4 | 135500 | Wood 1 Pole 90': 7911019000 | 11670933 | POLE: 90' | 2011-12-08 | 2012-01-01 | 10027442
0 | 0 | 0 | 0 | 2024-12-01 | BH Colorado Electric Oper Co | Regulated Electric (122) | X DNU WPC Transmission Line # 234 | WPC Transmission Line # 234 (T) Baculite Mesa-Northridge Sub # 40R4 | 135500 | Wood 1 Pole 95': 7911019500 | 11670936 | POLES: 100' AND 95' | 2011-12-08 | 2012-01-01 | 10027442
0 | 0 | 0 | 0 | 2024-12-01 | BH Colorado Electric Oper Co | Regulated Electric (122) | X DNU WPC Transmission Line # 234 | WPC Transmission Line # 234 (T) Baculite Mesa-Northridge Sub # 40R4 | 135500 | Wood 2 Poles 45' 40': 7911024540 | 11276900 | Wood 2 Poles 45' 40' | 2010-12-31 | 2012-01-01 | 10027645
0 | 0 | 0 | 0 | 2024-12-01 | BH Colorado Electric Oper Co | Regulated Electric (122) | X DNU WPC Transmission Line # 234 | WPC Transmission Line # 234 (T) Baculite Mesa-Northridge Sub # 40R4 | 135600 | Aerial Markers: 1680120000 | 21322895 | Aerial Markers | 2017-01-09 | 2017-01-01 | 10052431
0 | 0 | 0 | 0 | 2024-12-01 | BH Colorado Electric Oper Co | Regulated Electric (122) | X DNU WPC Transmission Line # 234 | WPC Transmission Line # 234 (T) Baculite Mesa-Northridge Sub # 40R4 | 135600 | Conductor, Fiber Optic : 1680150000 | 11655659 | OPGW 48 CT FIBER STR 41 TO NYBERG | 2011-12-16 | 2012-01-01 | 10040011
0 | 0 | 0 | 0 | 2024-12-01 | BH Colorado Electric Oper Co | Regulated Electric (122) | X DNU WPC Transmission Line # 234 | WPC Transmission Line # 234 (T) Baculite Mesa-Northridge Sub # 40R4 | 135600 | Conductor, Oh Acsr Bare 1272 Mcm: 1681081272 | 11655650 | CONDUCTOR, 1272 45/7 ACSR | 2011-12-08 | 2012-01-01 | 10040011
0 | 0 | 0 | 0 | 2024-12-01 | BH Colorado Electric Oper Co | Regulated Electric (122) | X DNU WPC Transmission Line # 234 | WPC Transmission Line # 234 (T) Baculite Mesa-Northridge Sub # 40R4 | 135600 | Conductor, Oh Acsr Bare 336.4 Mcm: 1681083360 | 11670876 | CONDUCTOR: OH ACSR 336.4 18/1 | 2011-12-08 | 2012-01-01 | 10027442
0 | 0 | 0 | 0 | 2024-12-01 | BH Colorado Electric Oper Co | Regulated Electric (122) | X DNU WPC Transmission Line # 234 | WPC Transmission Line # 234 (T) Baculite Mesa-Northridge Sub # 40R4 | 135600 | Conductor, Oh Acsr Bare 4: 1681030000 | 21322883 | Conductor, Oh Acsr Bare 4 | 2017-01-09 | 2017-01-01 | 10052431
0 | 0 | 0 | 0 | 2024-12-01 | BH Colorado Electric Oper Co | Regulated Electric (122) | X DNU WPC Transmission Line # 234 | WPC Transmission Line # 234 (T) Baculite Mesa-Northridge Sub # 40R4 | 135600 | Conductor, Oh Acsr Bare 795 Mcm: 1681097950 | 21322892 | Conductor, Oh Acsr Bare 795 Mcm | 2017-01-09 | 2017-01-01 | 10052431
0 | 4016.65 | 937.6195 | 3079.0305 | 2024-12-01 | BH Colorado Electric Oper Co | Regulated Electric (122) | X DNU WPC Transmission Line # 234 | WPC Transmission Line # 234 (T) Baculite Mesa-Northridge Sub # 40R4 | 135600 | Conductor, Oh Acsr Bare 795 Mcm: 1681097950 | 11067179 | Conductor, Oh Acsr Bare 795 Mcm | 2009-12-01 | 2011-01-01 | 10027646
0 | 11085.08 | 2253.7385 | 8831.3415 | 2024-12-01 | BH Colorado Electric Oper Co | Regulated Electric (122) | X DNU WPC Transmission Line # 234 | WPC Transmission Line # 234 (T) Baculite Mesa-Northridge Sub # 40R4 | 135600 | Conductor, Oh Acsr Bare 795 Mcm: 1681097950 | 11670891 | CONDUCTOR: 795 26/7 ACSR DRAKE | 2011-12-08 | 2012-01-01 | 10027442
0 | 3639.62 | 794.7948 | 2844.8252 | 2024-12-01 | BH Colorado Electric Oper Co | Regulated Electric (122) | X DNU WPC Transmission Line # 234 | WPC Transmission Line # 234 (T) Baculite Mesa-Northridge Sub # 40R4 | 135600 | Conductor, Oh Acsr Bare 795 Mcm: 1681097950 | 11276888 | Conductor, Oh Acsr Bare 795 Mcm | 2010-12-31 | 2012-01-01 | 10027645
0 | 0 | 0 | 0 | 2024-12-01 | BH Colorado Electric Oper Co | Regulated Electric (122) | X DNU WPC Transmission Line # 234 | WPC Transmission Line # 234 (T) Baculite Mesa-Northridge Sub # 40R4 | 135600 | Conductor, Oh Copper Bare 2: 1683040000 | 11670867 | CONDUCTOR: CABLE UF, 2 COPPER 600 | 2011-12-08 | 2012-01-01 | 10027442
0 | 0 | 0 | 0 | 2024-12-01 | BH Colorado Electric Oper Co | Regulated Electric (122) | X DNU WPC Transmission Line # 234 | WPC Transmission Line # 234 (T) Baculite Mesa-Northridge Sub # 40R4 | 135600 | Conductor, Oh Not Avail.: 1680000000 | 11670857 | CONDUCTOR: WIRES VARIOUS SIZES | 2011-12-08 | 2012-01-01 | 10027442
0 | 0 | 0 | 0 | 2024-12-01 | BH Colorado Electric Oper Co | Regulated Electric (122) | X DNU WPC Transmission Line # 234 | WPC Transmission Line # 234 (T) Baculite Mesa-Northridge Sub # 40R4 | 135600 | Conductor, Oh Tran&Dist Insulat: 1687000000 | 9818328 | CONDUCTOR, OH TRANS & DIST INSULATED | 2004-12-01 | 2004-01-01 | 7105234131
0 | 0 | 0 | 0 | 2024-12-01 | BH Colorado Electric Oper Co | Regulated Electric (122) | X DNU WPC Transmission Line # 234 | WPC Transmission Line # 234 (T) Baculite Mesa-Northridge Sub # 40R4 | 135600 | Conductor, Oh: 1681000000 | 11655643 | WIRE: 3/8 7" STRAND HS STEEL GALVANIZED | 2011-12-16 | 2012-01-01 | 10040011
0 | 0 | 0 | 0 | 2024-12-01 | BH Colorado Electric Oper Co | Regulated Electric (122) | X DNU WPC Transmission Line # 234 | WPC Transmission Line # 234 (T) Baculite Mesa-Northridge Sub # 40R4 | 135600 | Conductor, Oh: 1681000000 | 9974683 | CONDUCTOR, OVERHEAD | 1994-07-01 | 1994-07-01 | CPR Conversion
0 | 0 | 0 | 0 | 2024-12-01 | BH Colorado Electric Oper Co | Regulated Electric (122) | X DNU WPC Transmission Line # 234 | WPC Transmission Line # 234 (T) Baculite Mesa-Northridge Sub # 40R4 | 135600 | Conductor, Oh: 1681000000 | 21322880 | Conductor, Oh | 2017-01-09 | 2017-01-01 | 10052431
0 | 0 | 0 | 0 | 2024-12-01 | BH Colorado Electric Oper Co | Regulated Electric (122) | X DNU WPC Transmission Line # 234 | WPC Transmission Line # 234 (T) Baculite Mesa-Northridge Sub # 40R4 | 135600 | DNU Dampers, Vibration: 1680100000 | 21322898 | Dampers, Vibration | 2017-01-09 | 2017-01-01 | 10052431
0 | 0 | 0 | 0 | 2024-12-01 | BH Colorado Electric Oper Co | Regulated Electric (122) | X DNU WPC Transmission Line # 234 | WPC Transmission Line # 234 (T) Baculite Mesa-Northridge Sub # 40R4 | 135600 | Estimated Additions: 0010000000 | 18849246 | This work order is for the rebuild of the 115 kV line that runs between the new Fountian Lake substation and PAGS | 2017-01-09 | 2017-03-01 | 10052431
0 | 0 | 0 | 0 | 2024-12-01 | BH Colorado Electric Oper Co | Regulated Electric (122) | X DNU WPC Transmission Line # 234 | WPC Transmission Line # 234 (T) Baculite Mesa-Northridge Sub # 40R4 | 135600 | Estimated Additions: 0010000000 | 19663646 | This work order is for the rebuild of the 115 kV line that runs between the new Fountian Lake substation and PAGS | 2017-01-09 | 2017-04-01 | 10052431
0 | 0 | 0 | 0 | 2024-12-01 | BH Colorado Electric Oper Co | Regulated Electric (122) | X DNU WPC Transmission Line # 234 | WPC Transmission Line # 234 (T) Baculite Mesa-Northridge Sub # 40R4 | 135600 | Estimated Additions: 0010000000 | 9747483 | Repl 2 poles-Line 234 | 2006-08-16 | 2006-12-01 | 10023567
0 | 0 | 0 | 0 | 2024-12-01 | BH Colorado Electric Oper Co | Regulated Electric (122) | X DNU WPC Transmission Line # 234 | WPC Transmission Line # 234 (T) Baculite Mesa-Northridge Sub # 40R4 | 135600 | Estimated Additions: 0010000000 | 9725779 | Repl 2 H struc-Osmose-Ln 234 | 2005-12-15 | 2005-12-01 | 10022631
0 | 0 | 0 | 0 | 2024-12-01 | BH Colorado Electric Oper Co | Regulated Electric (122) | X DNU WPC Transmission Line # 234 | WPC Transmission Line # 234 (T) Baculite Mesa-Northridge Sub # 40R4 | 135600 | Estimated Additions: 0010000000 | 18744609 | This work order is for the rebuild of the 115 kV line that runs between the new Fountian Lake substation and PAGS | 2017-01-09 | 2017-02-01 | 10052431
0 | 0 | 0 | 0 | 2024-12-01 | BH Colorado Electric Oper Co | Regulated Electric (122) | X DNU WPC Transmission Line # 234 | WPC Transmission Line # 234 (T) Baculite Mesa-Northridge Sub # 40R4 | 135600 | FIBER OPTIC GROUND WIRE: 1683000000 | 11670864 | OPGW FIBER 48 CT | 2011-12-08 | 2012-01-01 | 10027442
0 | 0 | 0 | 0 | 2024-12-01 | BH Colorado Electric Oper Co | Regulated Electric (122) | X DNU WPC Transmission Line # 234 | WPC Transmission Line # 234 (T) Baculite Mesa-Northridge Sub # 40R4 | 135600 | Insulator, 115KV: | 11067176 | INSULATOR, 115 KV HORIZONTAL LINE | 2009-12-01 | 2011-01-01 | 10027646
0 | 0 | 0 | 0 | 2024-12-01 | BH Colorado Electric Oper Co | Regulated Electric (122) | X DNU WPC Transmission Line # 234 | WPC Transmission Line # 234 (T) Baculite Mesa-Northridge Sub # 40R4 | 135600 | Insulator, 115KV: | 11670873 | INSULATOR: 115KV POLYMER | 2011-12-08 | 2012-01-01 | 10027442
0 | 0 | 0 | 0 | 2024-12-01 | BH Colorado Electric Oper Co | Regulated Electric (122) | X DNU WPC Transmission Line # 234 | WPC Transmission Line # 234 (T) Baculite Mesa-Northridge Sub # 40R4 | 135600 | Insulator, 230kv: | 11655653 | INSULATOR: 230 KV POLYMER | 2011-12-08 | 2012-01-01 | 10040011
0 | 0 | 0 | 0 | 2024-12-01 | BH Colorado Electric Oper Co | Regulated Electric (122) | X DNU WPC Transmission Line # 234 | WPC Transmission Line # 234 (T) Baculite Mesa-Northridge Sub # 40R4 | 135600 | Insulator, Disc 10": 4270100000 | 21322901 | Insulator, Disc 10" | 2017-01-09 | 2017-01-01 | 10052431
0 | 0 | 0 | 0 | 2024-12-01 | BH Colorado Electric Oper Co | Regulated Electric (122) | X DNU WPC Transmission Line # 234 | WPC Transmission Line # 234 (T) Baculite Mesa-Northridge Sub # 40R4 | 135600 | Insulator: | 11276885 | INSULATORS | 2010-12-31 | 2012-01-01 | 10027645
0 | 0 | 0 | 0 | 2024-12-01 | BH Colorado Electric Oper Co | Regulated Electric (122) | X DNU WPC Transmission Line # 234 | WPC Transmission Line # 234 (T) Baculite Mesa-Northridge Sub # 40R4 | 135600 | Insulator: | 11655656 | INSULATOR, PORCELAIN | 2011-12-08 | 2012-01-01 | 10040011
0 | 7941.79 | 1614.6675 | 6327.1225 | 2024-12-01 | BH Colorado Electric Oper Co | Regulated Electric (122) | X DNU WPC Transmission Line # 234 | WPC Transmission Line # 234 (T) Baculite Mesa-Northridge Sub # 40R4 | 135600 | Insulators-Post- 115kv: 4272115000 | 11655664 | INSULATOR, 115KV POST POLYMER | 2011-12-16 | 2012-01-01 | 10040011
0 | 0 | 0 | 0 | 2024-12-01 | BH Colorado Electric Oper Co | Regulated Electric (122) | X DNU WPC Transmission Line # 234 | WPC Transmission Line # 234 (T) Baculite Mesa-Northridge Sub # 40R4 | 135600 | Pin Insulators: 4271000000 | 11067160 | INSULATOR, PIN TYPE | 2009-12-01 | 2011-01-01 | 10027646
0 | 0 | 0 | 0 | 2024-12-01 | BH Colorado Electric Oper Co | Regulated Electric (122) | X DNU WPC Transmission Line # 234 | WPC Transmission Line # 234 (T) Baculite Mesa-Northridge Sub # 40R4 | 135600 | Post Insulators: 4272000000 | 9740686 | POST INSULATORS | 2006-08-16 | 2006-01-01 | 10023567
0 | 0 | 0 | 0 | 2024-12-01 | BH Colorado Electric Oper Co | Regulated Electric (122) | X DNU WPC Transmission Line # 234 | WPC Transmission Line # 234 (T) Baculite Mesa-Northridge Sub # 40R4 | 135600 | Post Insulators: 4272000000 | 21322889 | Post Insulators | 2017-01-09 | 2017-01-01 | 10052431
0 | 0 | 0 | 0 | 2024-12-01 | BH Colorado Electric Oper Co | Regulated Electric (122) | X DNU WPC Transmission Line # 234 | WPC Transmission Line # 234 (T) Baculite Mesa-Northridge Sub # 40R4 | 135600 | Static Wire (Transmission Lines): 1682000000 | 11276880 | Static Wire (Transmission Lines) | 2010-12-31 | 2012-01-01 | 10027645
0 | 0 | 0 | 0 | 2024-12-01 | BH Colorado Electric Oper Co | Regulated Electric (122) | X DNU WPC Transmission Line # 234 | WPC Transmission Line # 234 (T) Baculite Mesa-Northridge Sub # 40R4 | 135600 | Static Wire (Transmission Lines): 1682000000 | 9974682 | STATIC WIRE (TRANSMISSION LINES) | 1994-07-01 | 1994-07-01 | CPR Conversion
0 | 0 | 0 | 0 | 2024-12-01 | BH Colorado Electric Oper Co | Regulated Electric (122) | X DNU WPC Transmission Line # 234 | WPC Transmission Line # 234 (T) Baculite Mesa-Northridge Sub # 40R4 | 135600 | Static Wire (Transmission Lines): 1682000000 | 11067157 | WIRE, GUY STRAND | 2009-12-01 | 2011-01-01 | 10027646
0 | 0 | 0 | 0 | 2024-12-01 | BH Colorado Electric Oper Co | Regulated Electric (122) | X DNU WPC Transmission Line # 234 | WPC Transmission Line # 234 (T) Baculite Mesa-Northridge Sub # 40R4 | 135600 | Suspension Insulators: 4273000000 | 21322886 | Suspension Insulators | 2017-01-09 | 2017-01-01 | 10052431
0 | 0 | 0 | 0 | 2024-12-01 | BH Colorado Electric Oper Co | Regulated Electric (122) | X DNU WPC Transmission Line # 234 | WPC Transmission Line # 234 (T) Baculite Mesa-Northridge Sub # 40R4 | 135600 | Suspension Insulators: 4273000000 | 9745102 | SUSPENSION INSULATORS | 2007-06-01 | 2007-01-01 | 7105234131
0 | 0 | 0 | 0 | 2024-12-01 | BH Colorado Electric Oper Co | Regulated Electric (122) | X DNU WPC Transmission Line # 234 | WPC Transmission Line # 234 (T) Baculite Mesa-Northridge Sub # 40R4 | 135600 | Suspension Insulators: 4273000000 | 11067163 | SUSPENSION INSULATORS | 2009-12-01 | 2011-01-01 | 10027646
0 | 0 | 0 | 0 | 2024-12-01 | BH Colorado Electric Oper Co | Regulated Electric (122) | X DNU WPC Transmission Line # 234 | WPC Transmission Line # 234 (T) Baculite Mesa-Northridge Sub # 40R4 | 135600 | Suspension Insulators: 4273000000 | 9738330 | SUSPENSION INSULATORS | 2005-12-15 | 2005-01-01 | 10022631
0 | 0 | 0 | 0 | 2024-12-01 | BH Colorado Electric Oper Co | Regulated Electric (122) | X DNU WPC Transmission Line # 234 | WPC Transmission Line # 234 (T) Baculite Mesa-Northridge Sub # 40R4 | 135600 | Suspension Insulators: 4273000000 | 11670870 | INSULATORS: SUSPENSION | 2011-12-08 | 2012-01-01 | 10027442
0 | 0 | 0 | 0 | 2024-12-01 | BH Colorado Electric Oper Co | Regulated Electric (122) | X DNU WPC Transmission Line # 234 | WPC Transmission Line # 234 (T) Baculite Mesa-Northridge Sub # 40R4 | 135600 | Suspension Insulators: 4273000000 | 9697988 | SUSPENSION INSULATORS | 2006-08-16 | 2006-01-01 | 10023567
0 | 0 | 0 | 0 | 2024-12-01 | BH Colorado Electric Oper Co | Regulated Electric (122) | X DNU WPC Transmission Line # 237 | WPC Transmission Line # 237 (T) Baculite Mesa - Airport Industrial | 135500 | Crossarm Assemblies, Steel: 7915000000 | 9801988 | CROSSARM ASSEMBLIES, STEEL | 1993-07-01 | 1993-07-01 | WCDXFER
0 | 0 | 0 | 0 | 2024-12-01 | BH Colorado Electric Oper Co | Regulated Electric (122) | X DNU WPC Transmission Line # 237 | WPC Transmission Line # 237 (T) Baculite Mesa - Airport Industrial | 135500 | Crossarm Assemblies, Steel: 7915000000 | 9801987 | CROSSARM ASSEMBLIES, STEEL | 1992-07-01 | 1992-07-01 | WCDXFER
0 | 0 | 0 | 0 | 2024-12-01 | BH Colorado Electric Oper Co | Regulated Electric (122) | X DNU WPC Transmission Line # 237 | WPC Transmission Line # 237 (T) Baculite Mesa - Airport Industrial | 135500 | Crossarm Assemblies, Wood: 7914000000 | 9802844 | CROSSARM ASSEMBLIES, WOOD | 1992-07-01 | 1992-07-01 | WCDXFER
0 | 0 | 0 | 0 | 2024-12-01 | BH Colorado Electric Oper Co | Regulated Electric (122) | X DNU WPC Transmission Line # 237 | WPC Transmission Line # 237 (T) Baculite Mesa - Airport Industrial | 135500 | Crossarm Assemblies, Wood: 7914000000 | 21297580 | CROSSARM ASSEMBLIES, WOOD | 1993-07-01 | 1993-07-01 | 50507XFER
0 | 0 | 0 | 0 | 2024-12-01 | BH Colorado Electric Oper Co | Regulated Electric (122) | X DNU WPC Transmission Line # 237 | WPC Transmission Line # 237 (T) Baculite Mesa - Airport Industrial | 135500 | Estimated Additions: 0010000000 | 20969811 | This wo is to make repairs to the gully that runs under the 115 kV line that feeds between Airport industrial substation and Baculite Mesa substation. We need to make these repairs because the erosion is going to make our structure unstable. | 2018-01-15 | 2018-01-01 | 10057616
0 | 0 | 0 | 0 | 2024-12-01 | BH Colorado Electric Oper Co | Regulated Electric (122) | X DNU WPC Transmission Line # 237 | WPC Transmission Line # 237 (T) Baculite Mesa - Airport Industrial | 135500 | Pole, Steel: 7912000000 | 9802261 | POLE, STEEL | 1993-07-01 | 1993-07-01 | WCDXFER
0 | 0 | 0 | 0 | 2024-12-01 | BH Colorado Electric Oper Co | Regulated Electric (122) | X DNU WPC Transmission Line # 237 | WPC Transmission Line # 237 (T) Baculite Mesa - Airport Industrial | 135500 | Pole, Steel: 7912000000 | 9802260 | POLE, STEEL | 1992-07-01 | 1992-07-01 | WCDXFER
0 | 0 | 0 | 0 | 2024-12-01 | BH Colorado Electric Oper Co | Regulated Electric (122) | X DNU WPC Transmission Line # 237 | WPC Transmission Line # 237 (T) Baculite Mesa - Airport Industrial | 135500 | Pole, Wood: 7911000000 | 21297591 | POLE, WOOD | 1993-07-01 | 1993-07-01 | 50507XFER
0 | 0 | 0 | 0 | 2024-12-01 | BH Colorado Electric Oper Co | Regulated Electric (122) | X DNU WPC Transmission Line # 237 | WPC Transmission Line # 237 (T) Baculite Mesa - Airport Industrial | 135500 | Pole, Wood: 7911000000 | 9803376 | POLE, WOOD | 1992-07-01 | 1992-07-01 | WCDXFER
0 | 0 | 0 | 0 | 2024-12-01 | BH Colorado Electric Oper Co | Regulated Electric (122) | X DNU WPC Transmission Line # 237 | WPC Transmission Line # 237 (T) Baculite Mesa - Airport Industrial | 135500 | Steel 1 Pole 75': 7912017500 | 9693326 | STEEL 1 POLE 75' | 1992-07-01 | 1992-07-01 | CPR Conversion
0 | 0 | 0 | 0 | 2024-12-01 | BH Colorado Electric Oper Co | Regulated Electric (122) | X DNU WPC Transmission Line # 237 | WPC Transmission Line # 237 (T) Baculite Mesa - Airport Industrial | 135500 | Steel 1 Pole 75': 7912017500 | 9974745 | STEEL 1 POLE 75' | 1993-07-01 | 1993-07-01 | CPR Conversion
0 | 0 | 0 | 0 | 2024-12-01 | BH Colorado Electric Oper Co | Regulated Electric (122) | X DNU WPC Transmission Line # 237 | WPC Transmission Line # 237 (T) Baculite Mesa - Airport Industrial | 135500 | Wood 2 Poles 60': 7911026000 | 9974746 | WOOD 2 POLES 60' | 1992-07-01 | 1992-07-01 | CPR Conversion
0 | 0 | 0 | 0 | 2024-12-01 | BH Colorado Electric Oper Co | Regulated Electric (122) | X DNU WPC Transmission Line # 237 | WPC Transmission Line # 237 (T) Baculite Mesa - Airport Industrial | 135600 | Conductor, Oh: 1681000000 | 9974743 | TRANSMISSION LINES-CONDUCTOR | 1992-07-01 | 1992-07-01 | CPR Conversion
0 | 0 | 0 | 0 | 2024-12-01 | BH Colorado Electric Oper Co | Regulated Electric (122) | X DNU WPC Transmission Line # 237 | WPC Transmission Line # 237 (T) Baculite Mesa - Airport Industrial | 135600 | Conductor, Oh: 1681000000 | 9974744 | CONDUCTOR, OVERHEAD | 1958-07-01 | 1958-07-01 | CPR Conversion
0 | 0 | 0 | 0 | 2024-12-01 | BH Colorado Electric Oper Co | Regulated Electric (122) | X DNU WPC Transmission Line # 237 | WPC Transmission Line # 237 (T) Baculite Mesa - Airport Industrial | 135600 | Static Wire (Transmission Lines): 1682000000 | 9974742 | STATIC WIRE (TRANSMISSION LINES) | 1958-07-01 | 1958-07-01 | CPR Conversion
0 | 0 | 0 | 0 | 2024-12-01 | BH Colorado Electric Oper Co | Regulated Electric (122) | X DNU WPC Transmission Line # 237 | WPC Transmission Line # 237 (T) Baculite Mesa - Airport Industrial | 135600 | Static Wire (Transmission Lines): 1682000000 | 12060588 | Static Wire (Transmission Lines) | 2013-06-13 | 2013-01-01 | 60020523
0 | 0 | 0 | 0 | 2024-12-01 | BH Colorado Electric Oper Co | Regulated Electric (122) | X DNU WPC Transmission Line # 237 | WPC Transmission Line # 237 (T) Baculite Mesa - Airport Industrial | 135700 | Estimated Additions: 0010000000 | 11940816 | INSTALL STRUCTURE CLEARANCE LIGHTS : ETO115 PAGS N. OF PETE JIMENEZ BLVD | 2013-06-13 | 2013-07-01 | 60020523
0 | 0 | 0 | 0 | 2024-12-01 | BH Colorado Electric Oper Co | Regulated Electric (122) | X DNU WPC Transmission Line # 246 | WPC Transmission Line # 246 (T) DOT RAP # 209.5 THEN # 1- DOT #102 | 135500 | Crossarm Assemblies, Wood: 7914000000 | 12035017 | Crossarm Assemblies, Wood | 2013-06-17 | 2013-06-01 | 60020539
0 | 0 | 0 | 0 | 2024-12-01 | BH Colorado Electric Oper Co | Regulated Electric (122) | X DNU WPC Transmission Line # 246 | WPC Transmission Line # 246 (T) DOT RAP # 209.5 THEN # 1- DOT #102 | 135500 | Estimated Additions: 0010000000 | 11910326 | REPLACE 1- 115 H FRAME TIMBER AND 2 STRI : ETOR115 PDA 115 TAP IL RANCH ROAD | 2013-06-17 | 2013-06-01 | 60020539
0 | 0 | 0 | 0 | 2024-12-01 | BH Colorado Electric Oper Co | Regulated Electric (122) | X DNU WPC Transmission Line # 246 | WPC Transmission Line # 246 (T) DOT RAP # 209.5 THEN # 1- DOT #102 | 135600 | Arrester - 0-10,000 Volts: 0210100000 | 11428127 | Arrester - 0-10,000 Volts | 2012-06-01 | 2012-01-01 | 7105246131
0 | 0 | 0 | 0 | 2024-12-01 | BH Colorado Electric Oper Co | Regulated Electric (122) | X DNU WPC Transmission Line # 249 | WPC Transmission Line # 249-(T) Portland Sub # 141 - West Station # 1 (ark rivre 112) | 135002 | Land Rights - Non-Depreciable: 4552XXXXXX | 20759873 | T-LIN S32 T19 R67 | 1954-07-01 | 1954-07-01 | 50507XFER
0 | 0 | 0 | 0 | 2024-12-01 | BH Colorado Electric Oper Co | Regulated Electric (122) | X DNU WPC Transmission Line # 249 | WPC Transmission Line # 249-(T) Portland Sub # 141 - West Station # 1 (ark rivre 112) | 135002 | Land Rights - Non-Depreciable: 4552XXXXXX | 20759880 | T-LIN S36 T19 R68 | 1954-07-01 | 1954-07-01 | 50507XFER
0 | 0 | 0 | 0 | 2024-12-01 | BH Colorado Electric Oper Co | Regulated Electric (122) | X DNU WPC Transmission Line # 249 | WPC Transmission Line # 249-(T) Portland Sub # 141 - West Station # 1 (ark rivre 112) | 135002 | Land Rights - Non-Depreciable: 4552XXXXXX | 20759845 | T-LIN S24 T17 R68 | 1954-07-01 | 1954-07-01 | 50507XFER
0 | 0 | 0 | 0 | 2024-12-01 | BH Colorado Electric Oper Co | Regulated Electric (122) | X DNU WPC Transmission Line # 249 | WPC Transmission Line # 249-(T) Portland Sub # 141 - West Station # 1 (ark rivre 112) | 135002 | Land Rights - Non-Depreciable: 4552XXXXXX | 20759866 | T-LIN S29 T19 R69 | 1954-07-01 | 1954-07-01 | 50507XFER
0 | 0 | 0 | 0 | 2024-12-01 | BH Colorado Electric Oper Co | Regulated Electric (122) | X DNU WPC Transmission Line # 249 | WPC Transmission Line # 249-(T) Portland Sub # 141 - West Station # 1 (ark rivre 112) | 135002 | Land Rights - Non-Depreciable: 4552XXXXXX | 20759852 | T-LIN S25 T19 R68 | 1954-07-01 | 1954-07-01 | 50507XFER
0 | 0 | 0 | 0 | 2024-12-01 | BH Colorado Electric Oper Co | Regulated Electric (122) | X DNU WPC Transmission Line # 249 | WPC Transmission Line # 249-(T) Portland Sub # 141 - West Station # 1 (ark rivre 112) | 135002 | Land Rights - Non-Depreciable: 4552XXXXXX | 20759859 | T-LIN S27 T19 R68 | 1954-07-01 | 1954-07-01 | 50507XFER
0 | 0 | 0 | 0 | 2024-12-01 | BH Colorado Electric Oper Co | Regulated Electric (122) | X DNU WPC Transmission Line # 249 | WPC Transmission Line # 249-(T) Portland Sub # 141 - West Station # 1 (ark rivre 112) | 135200 | Clearing & Grading: 1260000000 | 14991591 | Clearing & Grading- | 2015-10-06 | 2015-10-01 | 10051312
0 | 0 | 0 | 0 | 2024-12-01 | BH Colorado Electric Oper Co | Regulated Electric (122) | X DNU WPC Transmission Line # 249 | WPC Transmission Line # 249-(T) Portland Sub # 141 - West Station # 1 (ark rivre 112) | 135200 | Roads: 7701300000 | 20199890 | Roads | 2016-04-24 | 2016-08-01 | 10052177
0 | 0 | 0 | 0 | 2024-12-01 | BH Colorado Electric Oper Co | Regulated Electric (122) | X DNU WPC Transmission Line # 249 | WPC Transmission Line # 249-(T) Portland Sub # 141 - West Station # 1 (ark rivre 112) | 135300 | Crossarm, Wood: 2451000000 | 12758223 | Crossarm, Wood | 2014-07-01 | 2014-01-01 | 10050213
0 | 0 | 0 | 0 | 2024-12-01 | BH Colorado Electric Oper Co | Regulated Electric (122) | X DNU WPC Transmission Line # 249 | WPC Transmission Line # 249-(T) Portland Sub # 141 - West Station # 1 (ark rivre 112) | 135300 | Estimated Additions: 0010000000 | 15012530 | There are several structures on the old 115 kV line that runs between west station and portalnd substations that need to be replaced. These structures were identified during the 2015 ground line patrol. | 2016-04-24 | 2016-08-01 | 10052177
0 | 0 | 0 | 0 | 2024-12-01 | BH Colorado Electric Oper Co | Regulated Electric (122) | X DNU WPC Transmission Line # 249 | WPC Transmission Line # 249-(T) Portland Sub # 141 - West Station # 1 (ark rivre 112) | 135300 | Estimated Additions: 0010000000 | 11738958 | SURVEYING AND ENGINEERING TO REMOVE 69KV LINE AND REPLACE WITH 115KV AND 230KV LINE 10-29-2010 | 2012-12-04 | 2012-12-01 | 10040536
0 | 0 | 0 | 0 | 2024-12-01 | BH Colorado Electric Oper Co | Regulated Electric (122) | X DNU WPC Transmission Line # 249 | WPC Transmission Line # 249-(T) Portland Sub # 141 - West Station # 1 (ark rivre 112) | 135300 | Estimated Additions: 0010000000 | 11849024 | SURVEYING AND ENGINEERING TO REMOVE 69KV LINE AND REPLACE WITH 115KV AND 230KV LINE 10-29-2010 | 2012-12-04 | 2013-04-01 | 10040536
0 | 0 | 0 | 0 | 2024-12-01 | BH Colorado Electric Oper Co | Regulated Electric (122) | X DNU WPC Transmission Line # 249 | WPC Transmission Line # 249-(T) Portland Sub # 141 - West Station # 1 (ark rivre 112) | 135300 | Estimated Additions: 0010000000 | 12575517 | LINE 249 ARM REPLACEMENT | 2014-07-01 | 2014-07-01 | 10050213
0 | 0 | 0 | 0 | 2024-12-01 | BH Colorado Electric Oper Co | Regulated Electric (122) | X DNU WPC Transmission Line # 249 | WPC Transmission Line # 249-(T) Portland Sub # 141 - West Station # 1 (ark rivre 112) | 135300 | Estimated Additions: 0010000000 | 18849234 | There are several structures on the old 115 kV line that runs between west station and portalnd substations that need to be replaced. These structures were identified during the 2015 ground line patrol. | 2016-04-24 | 2017-03-01 | 10052177
0 | 0 | 0 | 0 | 2024-12-01 | BH Colorado Electric Oper Co | Regulated Electric (122) | X DNU WPC Transmission Line # 249 | WPC Transmission Line # 249-(T) Portland Sub # 141 - West Station # 1 (ark rivre 112) | 135500 | Crossarm Assemblies, Wood: 7914000000 | 20759985 | CROSSARM ASSEMBLIES, WOOD | 1954-07-01 | 1954-07-01 | 50507XFER
0 | 0 | 0 | 0 | 2024-12-01 | BH Colorado Electric Oper Co | Regulated Electric (122) | X DNU WPC Transmission Line # 249 | WPC Transmission Line # 249-(T) Portland Sub # 141 - West Station # 1 (ark rivre 112) | 135500 | Crossarm Assemblies, Wood: 7914000000 | 9738331 | CROSSARM ASSEMBLIES, WOOD | 2005-12-15 | 2005-01-01 | 10022627
0 | 0 | 0 | 0 | 2024-12-01 | BH Colorado Electric Oper Co | Regulated Electric (122) | X DNU WPC Transmission Line # 249 | WPC Transmission Line # 249-(T) Portland Sub # 141 - West Station # 1 (ark rivre 112) | 135500 | Crossarm Assemblies, Wood: 7914000000 | 9803385 | CROSSARM ASSEMBLIES, WOOD | 1997-07-01 | 1997-07-01 | WCDXFER
0 | 0 | 0 | 0 | 2024-12-01 | BH Colorado Electric Oper Co | Regulated Electric (122) | X DNU WPC Transmission Line # 249 | WPC Transmission Line # 249-(T) Portland Sub # 141 - West Station # 1 (ark rivre 112) | 135500 | Crossarm Assemblies, Wood: 7914000000 | 20759999 | CROSSARM ASSEMBLIES, WOOD | 1954-07-01 | 1954-07-01 | 50507XFER
0 | 0 | 0 | 0 | 2024-12-01 | BH Colorado Electric Oper Co | Regulated Electric (122) | X DNU WPC Transmission Line # 249 | WPC Transmission Line # 249-(T) Portland Sub # 141 - West Station # 1 (ark rivre 112) | 135500 | Crossarm Assemblies, Wood: 7914000000 | 9803387 | CROSSARM ASSEMBLIES, WOOD | 1997-07-01 | 1997-07-01 | WCDXFER
0 | 0 | 0 | 0 | 2024-12-01 | BH Colorado Electric Oper Co | Regulated Electric (122) | X DNU WPC Transmission Line # 249 | WPC Transmission Line # 249-(T) Portland Sub # 141 - West Station # 1 (ark rivre 112) | 135500 | Crossarm Assemblies, Wood: 7914000000 | 9810969 | CROSSARM ASSEMBLIES, WOOD | 2002-06-01 | 2002-01-01 | 7105249131
0 | 0 | 0 | 0 | 2024-12-01 | BH Colorado Electric Oper Co | Regulated Electric (122) | X DNU WPC Transmission Line # 249 | WPC Transmission Line # 249-(T) Portland Sub # 141 - West Station # 1 (ark rivre 112) | 135500 | Crossarm Assemblies, Wood: 7914000000 | 20759901 | CROSSARM ASSEMBLIES, WOOD | 1991-07-01 | 1991-07-01 | 50507XFER
0 | 0 | 0 | 0 | 2024-12-01 | BH Colorado Electric Oper Co | Regulated Electric (122) | X DNU WPC Transmission Line # 249 | WPC Transmission Line # 249-(T) Portland Sub # 141 - West Station # 1 (ark rivre 112) | 135500 | Crossarm Assemblies, Wood: 7914000000 | 9802879 | CROSSARM ASSEMBLIES, WOOD | 1997-07-01 | 1997-07-01 | WCDXFER
0 | 0 | 0 | 0 | 2024-12-01 | BH Colorado Electric Oper Co | Regulated Electric (122) | X DNU WPC Transmission Line # 249 | WPC Transmission Line # 249-(T) Portland Sub # 141 - West Station # 1 (ark rivre 112) | 135500 | Crossarm Assemblies, Wood: 7914000000 | 20759908 | CROSSARM ASSEMBLIES, WOOD | 1993-07-01 | 1993-07-01 | 50507XFER
0 | 0 | 0 | 0 | 2024-12-01 | BH Colorado Electric Oper Co | Regulated Electric (122) | X DNU WPC Transmission Line # 249 | WPC Transmission Line # 249-(T) Portland Sub # 141 - West Station # 1 (ark rivre 112) | 135500 | Crossarm Assemblies, Wood: 7914000000 | 9817932 | CROSSARM ASSEMBLIES, WOOD | 2004-10-01 | 2004-01-01 | 7105249131
0 | 0 | 0 | 0 | 2024-12-01 | BH Colorado Electric Oper Co | Regulated Electric (122) | X DNU WPC Transmission Line # 249 | WPC Transmission Line # 249-(T) Portland Sub # 141 - West Station # 1 (ark rivre 112) | 135500 | Crossarm Assemblies, Wood: 7914000000 | 9802484 | CROSSARM ASSEMBLIES, WOOD | 1996-07-01 | 1996-07-01 | WCDXFER
0 | 0 | 0 | 0 | 2024-12-01 | BH Colorado Electric Oper Co | Regulated Electric (122) | X DNU WPC Transmission Line # 249 | WPC Transmission Line # 249-(T) Portland Sub # 141 - West Station # 1 (ark rivre 112) | 135500 | Crossarm Assemblies, Wood: 7914000000 | 9803384 | CROSSARM ASSEMBLIES, WOOD | 1996-07-01 | 1996-07-01 | WCDXFER
0 | 0 | 0 | 0 | 2024-12-01 | BH Colorado Electric Oper Co | Regulated Electric (122) | X DNU WPC Transmission Line # 249 | WPC Transmission Line # 249-(T) Portland Sub # 141 - West Station # 1 (ark rivre 112) | 135500 | Crossarm Assemblies, Wood: 7914000000 | 9803386 | CROSSARM ASSEMBLIES, WOOD | 1996-07-01 | 1996-07-01 | WCDXFER
0 | 0 | 0 | 0 | 2024-12-01 | BH Colorado Electric Oper Co | Regulated Electric (122) | X DNU WPC Transmission Line # 249 | WPC Transmission Line # 249-(T) Portland Sub # 141 - West Station # 1 (ark rivre 112) | 135500 | Crossarm Assemblies, Wood: 7914000000 | 20759922 | CROSSARM ASSEMBLIES, WOOD | 1994-07-01 | 1994-07-01 | 50507XFER
0 | 0 | 0 | 0 | 2024-12-01 | BH Colorado Electric Oper Co | Regulated Electric (122) | X DNU WPC Transmission Line # 249 | WPC Transmission Line # 249-(T) Portland Sub # 141 - West Station # 1 (ark rivre 112) | 135500 | Crossarm Assemblies, Wood: 7914000000 | 9802906 | CROSSARM ASSEMBLIES, WOOD | 1995-07-01 | 1995-07-01 | WCDXFER
0 | 0 | 0 | 0 | 2024-12-01 | BH Colorado Electric Oper Co | Regulated Electric (122) | X DNU WPC Transmission Line # 249 | WPC Transmission Line # 249-(T) Portland Sub # 141 - West Station # 1 (ark rivre 112) | 135500 | Crossarm Assemblies, Wood: 7914000000 | 20759894 | CROSSARM ASSEMBLIES, WOOD | 1982-07-01 | 1982-07-01 | 50507XFER
0 | 0 | 0 | 0 | 2024-12-01 | BH Colorado Electric Oper Co | Regulated Electric (122) | X DNU WPC Transmission Line # 249 | WPC Transmission Line # 249-(T) Portland Sub # 141 - West Station # 1 (ark rivre 112) | 135500 | Crossarm Assemblies, Wood: 7914000000 | 20759915 | CROSSARM ASSEMBLIES, WOOD | 1994-07-01 | 1994-07-01 | 50507XFER
0 | 0 | 0 | 0 | 2024-12-01 | BH Colorado Electric Oper Co | Regulated Electric (122) | X DNU WPC Transmission Line # 249 | WPC Transmission Line # 249-(T) Portland Sub # 141 - West Station # 1 (ark rivre 112) | 135500 | Crossarm Assemblies, Wood: 7914000000 | 20759929 | CROSSARM ASSEMBLIES, WOOD | 1996-07-01 | 1996-07-01 | 50507XFER
0 | 0 | 0 | 0 | 2024-12-01 | BH Colorado Electric Oper Co | Regulated Electric (122) | X DNU WPC Transmission Line # 249 | WPC Transmission Line # 249-(T) Portland Sub # 141 - West Station # 1 (ark rivre 112) | 135500 | Crossarm Assemblies, Wood: 7914000000 | 9802871 | CROSSARM ASSEMBLIES, WOOD | 1997-07-01 | 1997-07-01 | WCDXFER
0 | 0 | 0 | 0 | 2024-12-01 | BH Colorado Electric Oper Co | Regulated Electric (122) | X DNU WPC Transmission Line # 249 | WPC Transmission Line # 249-(T) Portland Sub # 141 - West Station # 1 (ark rivre 112) | 135500 | Crossarm Assemblies, Wood: 7914000000 | 20759992 | CROSSARM ASSEMBLIES, WOOD | 1954-07-01 | 1954-07-01 | 50507XFER
0 | 0 | 0 | 0 | 2024-12-01 | BH Colorado Electric Oper Co | Regulated Electric (122) | X DNU WPC Transmission Line # 249 | WPC Transmission Line # 249-(T) Portland Sub # 141 - West Station # 1 (ark rivre 112) | 135500 | Crossarm, Assy: 2453000000 | 11534980 | Crossarm, Assy | 2012-04-19 | 2012-01-01 | 60018883
0 | 0 | 0 | 0 | 2024-12-01 | BH Colorado Electric Oper Co | Regulated Electric (122) | X DNU WPC Transmission Line # 249 | WPC Transmission Line # 249-(T) Portland Sub # 141 - West Station # 1 (ark rivre 112) | 135500 | Crossarm, Assy: 2453000000 | 11794638 | Crossarm, Assy | 1990-07-01 | 1990-07-01 | WCDXFER
0 | 0 | 0 | 0 | 2024-12-01 | BH Colorado Electric Oper Co | Regulated Electric (122) | X DNU WPC Transmission Line # 249 | WPC Transmission Line # 249-(T) Portland Sub # 141 - West Station # 1 (ark rivre 112) | 135500 | Crossarm, Wood: 2451000000 | 20199884 | Crossarm, Wood | 2016-04-24 | 2016-01-01 | 10052177
0 | 0 | 0 | 0 | 2024-12-01 | BH Colorado Electric Oper Co | Regulated Electric (122) | X DNU WPC Transmission Line # 249 | WPC Transmission Line # 249-(T) Portland Sub # 141 - West Station # 1 (ark rivre 112) | 135500 | Crossarm, Wood: 2451000000 | 11873529 | Crossarm, Wood | 2012-12-04 | 2012-01-01 | 10040536
0 | 0 | 0 | 0 | 2024-12-01 | BH Colorado Electric Oper Co | Regulated Electric (122) | X DNU WPC Transmission Line # 249 | WPC Transmission Line # 249-(T) Portland Sub # 141 - West Station # 1 (ark rivre 112) | 135500 | Crossarm, Wood: 2451000000 | 18891174 | Crossarm, Wood | 2014-07-01 | 2014-01-01 | 10050213
0 | 0 | 0 | 0 | 2024-12-01 | BH Colorado Electric Oper Co | Regulated Electric (122) | X DNU WPC Transmission Line # 249 | WPC Transmission Line # 249-(T) Portland Sub # 141 - West Station # 1 (ark rivre 112) | 135500 | Estimated Additions: 0010000000 | 9707258 | Repl struc #83-Osmose-Ln 249 | 2005-12-15 | 2005-12-01 | 10022629
0 | 0 | 0 | 0 | 2024-12-01 | BH Colorado Electric Oper Co | Regulated Electric (122) | X DNU WPC Transmission Line # 249 | WPC Transmission Line # 249-(T) Portland Sub # 141 - West Station # 1 (ark rivre 112) | 135500 | Estimated Additions: 0010000000 | 9753647 | Repl 2 H Struc-Osmose-Ln 249 | 2005-12-15 | 2006-02-01 | 10022627
0 | 0 | 0 | 0 | 2024-12-01 | BH Colorado Electric Oper Co | Regulated Electric (122) | X DNU WPC Transmission Line # 249 | WPC Transmission Line # 249-(T) Portland Sub # 141 - West Station # 1 (ark rivre 112) | 135500 | Estimated Additions: 0010000000 | 9754480 | Repl 2 H Struc-Osmose-Ln 249 | 2005-12-15 | 2006-02-01 | 10022627
0 | 0 | 0 | 0 | 2024-12-01 | BH Colorado Electric Oper Co | Regulated Electric (122) | X DNU WPC Transmission Line # 249 | WPC Transmission Line # 249-(T) Portland Sub # 141 - West Station # 1 (ark rivre 112) | 135500 | Estimated Additions: 0010000000 | 13659165 | The acess road across the Walker Ranch to transmission lines 249 and 836 has washed out and needs to be rebuilt | 2015-10-06 | 2015-10-01 | 10051312
0 | 0 | 0 | 0 | 2024-12-01 | BH Colorado Electric Oper Co | Regulated Electric (122) | X DNU WPC Transmission Line # 249 | WPC Transmission Line # 249-(T) Portland Sub # 141 - West Station # 1 (ark rivre 112) | 135500 | Estimated Additions: 0010000000 | 9754493 | Repl struc #83-Osmose-Ln 249 | 2005-12-15 | 2006-02-01 | 10022629
0 | 0 | 0 | 0 | 2024-12-01 | BH Colorado Electric Oper Co | Regulated Electric (122) | X DNU WPC Transmission Line # 249 | WPC Transmission Line # 249-(T) Portland Sub # 141 - West Station # 1 (ark rivre 112) | 135500 | Estimated Additions: 0010000000 | 9725777 | Repl 2 H Struc-Osmose-Ln 249 | 2005-12-15 | 2005-12-01 | 10022627
0 | 0 | 0 | 0 | 2024-12-01 | BH Colorado Electric Oper Co | Regulated Electric (122) | X DNU WPC Transmission Line # 249 | WPC Transmission Line # 249-(T) Portland Sub # 141 - West Station # 1 (ark rivre 112) | 135500 | Estimated Additions: 0010000000 | 11362867 | PORTLAND TO WEST STATION H STRUCTURE 5 E : ETO115 PORTLAND TO WEST STATION 115KV LINE | 2012-04-19 | 2012-04-01 | 60018883
0 | 0 | 0 | 0 | 2024-12-01 | BH Colorado Electric Oper Co | Regulated Electric (122) | X DNU WPC Transmission Line # 249 | WPC Transmission Line # 249-(T) Portland Sub # 141 - West Station # 1 (ark rivre 112) | 135500 | Estimated Additions: 0010000000 | 14542195 | The acess road across the Walker Ranch to transmission lines 249 and 836 has washed out and needs to be rebuilt | 2015-10-06 | 2016-03-01 | 10051312
0 | 0 | 0 | 0 | 2024-12-01 | BH Colorado Electric Oper Co | Regulated Electric (122) | X DNU WPC Transmission Line # 249 | WPC Transmission Line # 249-(T) Portland Sub # 141 - West Station # 1 (ark rivre 112) | 135500 | Estimated Additions: 0010000000 | 9753658 | Repl struc #83-Osmose-Ln 249 | 2005-12-15 | 2006-02-01 | 10022629
0 | 0 | 0 | 0 | 2024-12-01 | BH Colorado Electric Oper Co | Regulated Electric (122) | X DNU WPC Transmission Line # 249 | WPC Transmission Line # 249-(T) Portland Sub # 141 - West Station # 1 (ark rivre 112) | 135500 | Guys: 4060000000 | 10170993 | Guys | 2009-12-01 | 2009-01-01 | 7105249131
0 | 0 | 0 | 0 | 2024-12-01 | BH Colorado Electric Oper Co | Regulated Electric (122) | X DNU WPC Transmission Line # 249 | WPC Transmission Line # 249-(T) Portland Sub # 141 - West Station # 1 (ark rivre 112) | 135500 | Guys: 4060000000 | 9862069 | GUYS | 1997-07-01 | 1997-07-01 | CPR Conversion
0 | 0 | 0 | 0 | 2024-12-01 | BH Colorado Electric Oper Co | Regulated Electric (122) | X DNU WPC Transmission Line # 249 | WPC Transmission Line # 249-(T) Portland Sub # 141 - West Station # 1 (ark rivre 112) | 135500 | Pole, Wood, 45': 6161450000 | 11873532 | Pole, Wood, 45' | 2012-12-04 | 2012-01-01 | 10040536
0 | 0 | 0 | 0 | 2024-12-01 | BH Colorado Electric Oper Co | Regulated Electric (122) | X DNU WPC Transmission Line # 249 | WPC Transmission Line # 249-(T) Portland Sub # 141 - West Station # 1 (ark rivre 112) | 135500 | Pole, Wood, 50': 6161500000 | 11873535 | Pole, Wood, 50' | 2012-12-04 | 2012-01-01 | 10040536
0 | 0 | 0 | 0 | 2024-12-01 | BH Colorado Electric Oper Co | Regulated Electric (122) | X DNU WPC Transmission Line # 249 | WPC Transmission Line # 249-(T) Portland Sub # 141 - West Station # 1 (ark rivre 112) | 135500 | Pole, Wood, 55': 6161550000 | 11873538 | Pole, Wood, 55' | 2012-12-04 | 2012-01-01 | 10040536
0 | 0 | 0 | 0 | 2024-12-01 | BH Colorado Electric Oper Co | Regulated Electric (122) | X DNU WPC Transmission Line # 249 | WPC Transmission Line # 249-(T) Portland Sub # 141 - West Station # 1 (ark rivre 112) | 135500 | Pole, Wood, 60': 6161600000 | 11873541 | Pole, Wood, 60' | 2012-12-04 | 2012-01-01 | 10040536
0 | 0 | 0 | 0 | 2024-12-01 | BH Colorado Electric Oper Co | Regulated Electric (122) | X DNU WPC Transmission Line # 249 | WPC Transmission Line # 249-(T) Portland Sub # 141 - West Station # 1 (ark rivre 112) | 135500 | Pole, Wood, 65' Or Greater: 6161650000 | 11534977 | Pole, Wood, 65' Or Greater | 2012-04-19 | 2012-01-01 | 60018883
0 | 0 | 0 | 0 | 2024-12-01 | BH Colorado Electric Oper Co | Regulated Electric (122) | X DNU WPC Transmission Line # 249 | WPC Transmission Line # 249-(T) Portland Sub # 141 - West Station # 1 (ark rivre 112) | 135500 | Pole, Wood, 65' Or Greater: 6161650000 | 11873544 | Pole, Wood, 85' | 2012-12-04 | 2012-01-01 | 10040536
0 | 0 | 0 | 0 | 2024-12-01 | BH Colorado Electric Oper Co | Regulated Electric (122) | X DNU WPC Transmission Line # 249 | WPC Transmission Line # 249-(T) Portland Sub # 141 - West Station # 1 (ark rivre 112) | 135500 | Pole, Wood, 65' Or Greater: 6161650000 | 11374869 | Pole, Wood, 65' Or Greater | 1983-07-01 | 1983-07-01 | WCDXFER
0 | 0 | 0 | 0 | 2024-12-01 | BH Colorado Electric Oper Co | Regulated Electric (122) | X DNU WPC Transmission Line # 249 | WPC Transmission Line # 249-(T) Portland Sub # 141 - West Station # 1 (ark rivre 112) | 135500 | Pole, Wood: 6161000000 | 20199887 | Pole, Wood | 2016-04-24 | 2016-01-01 | 10052177
0 | 0 | 0 | 0 | 2024-12-01 | BH Colorado Electric Oper Co | Regulated Electric (122) | X DNU WPC Transmission Line # 249 | WPC Transmission Line # 249-(T) Portland Sub # 141 - West Station # 1 (ark rivre 112) | 135500 | Pole, Wood: 7911000000 | 9804976 | POLE, WOOD | 1995-07-01 | 1995-07-01 | WCDXFER
0 | 0 | 0 | 0 | 2024-12-01 | BH Colorado Electric Oper Co | Regulated Electric (122) | X DNU WPC Transmission Line # 249 | WPC Transmission Line # 249-(T) Portland Sub # 141 - West Station # 1 (ark rivre 112) | 135500 | Pole, Wood: 7911000000 | 9804966 | POLE, WOOD | 1983-07-01 | 1983-07-01 | WCDXFER
0 | 0 | 0 | 0 | 2024-12-01 | BH Colorado Electric Oper Co | Regulated Electric (122) | X DNU WPC Transmission Line # 249 | WPC Transmission Line # 249-(T) Portland Sub # 141 - West Station # 1 (ark rivre 112) | 135500 | Pole, Wood: 7911000000 | 20759950 | POLE, WOOD | 1993-07-01 | 1993-07-01 | 50507XFER
0 | 0 | 0 | 0 | 2024-12-01 | BH Colorado Electric Oper Co | Regulated Electric (122) | X DNU WPC Transmission Line # 249 | WPC Transmission Line # 249-(T) Portland Sub # 141 - West Station # 1 (ark rivre 112) | 135500 | Pole, Wood: 7911000000 | 20760020 | POLE, WOOD | 1954-07-01 | 1954-07-01 | 50507XFER
0 | 0 | 0 | 0 | 2024-12-01 | BH Colorado Electric Oper Co | Regulated Electric (122) | X DNU WPC Transmission Line # 249 | WPC Transmission Line # 249-(T) Portland Sub # 141 - West Station # 1 (ark rivre 112) | 135500 | Pole, Wood: 7911000000 | 9804980 | POLE, WOOD | 1997-07-01 | 1997-07-01 | WCDXFER
0 | 0 | 0 | 0 | 2024-12-01 | BH Colorado Electric Oper Co | Regulated Electric (122) | X DNU WPC Transmission Line # 249 | WPC Transmission Line # 249-(T) Portland Sub # 141 - West Station # 1 (ark rivre 112) | 135500 | Pole, Wood: 7911000000 | 9804978 | POLE, WOOD | 1997-07-01 | 1997-07-01 | WCDXFER
0 | 0 | 0 | 0 | 2024-12-01 | BH Colorado Electric Oper Co | Regulated Electric (122) | X DNU WPC Transmission Line # 249 | WPC Transmission Line # 249-(T) Portland Sub # 141 - West Station # 1 (ark rivre 112) | 135500 | Pole, Wood: 7911000000 | 20759943 | POLE, WOOD | 1991-07-01 | 1991-07-01 | 50507XFER
0 | 0 | 0 | 0 | 2024-12-01 | BH Colorado Electric Oper Co | Regulated Electric (122) | X DNU WPC Transmission Line # 249 | WPC Transmission Line # 249-(T) Portland Sub # 141 - West Station # 1 (ark rivre 112) | 135500 | Pole, Wood: 7911000000 | 9804979 | POLE, WOOD | 1996-07-01 | 1996-07-01 | WCDXFER
0 | 0 | 0 | 0 | 2024-12-01 | BH Colorado Electric Oper Co | Regulated Electric (122) | X DNU WPC Transmission Line # 249 | WPC Transmission Line # 249-(T) Portland Sub # 141 - West Station # 1 (ark rivre 112) | 135500 | Pole, Wood: 7911000000 | 9817933 | POLE, WOOD | 2004-10-01 | 2004-01-01 | 7105249131
0 | 0 | 0 | 0 | 2024-12-01 | BH Colorado Electric Oper Co | Regulated Electric (122) | X DNU WPC Transmission Line # 249 | WPC Transmission Line # 249-(T) Portland Sub # 141 - West Station # 1 (ark rivre 112) | 135500 | Pole, Wood: 7911000000 | 20759957 | POLE, WOOD | 1994-07-01 | 1994-07-01 | 50507XFER
0 | 0 | 0 | 0 | 2024-12-01 | BH Colorado Electric Oper Co | Regulated Electric (122) | X DNU WPC Transmission Line # 249 | WPC Transmission Line # 249-(T) Portland Sub # 141 - West Station # 1 (ark rivre 112) | 135500 | Pole, Wood: 7911000000 | 20759964 | POLE, WOOD | 1994-07-01 | 1994-07-01 | 50507XFER
0 | 0 | 0 | 0 | 2024-12-01 | BH Colorado Electric Oper Co | Regulated Electric (122) | X DNU WPC Transmission Line # 249 | WPC Transmission Line # 249-(T) Portland Sub # 141 - West Station # 1 (ark rivre 112) | 135500 | Pole, Wood: 7911000000 | 20760006 | POLE, WOOD | 1954-07-01 | 1954-07-01 | 50507XFER
0 | 0 | 0 | 0 | 2024-12-01 | BH Colorado Electric Oper Co | Regulated Electric (122) | X DNU WPC Transmission Line # 249 | WPC Transmission Line # 249-(T) Portland Sub # 141 - West Station # 1 (ark rivre 112) | 135500 | Pole, Wood: 7911000000 | 9804981 | POLE, WOOD | 1996-07-01 | 1996-07-01 | WCDXFER
0 | 0 | 0 | 0 | 2024-12-01 | BH Colorado Electric Oper Co | Regulated Electric (122) | X DNU WPC Transmission Line # 249 | WPC Transmission Line # 249-(T) Portland Sub # 141 - West Station # 1 (ark rivre 112) | 135500 | Pole, Wood: 7911000000 | 9804977 | POLE, WOOD | 1997-07-01 | 1997-07-01 | WCDXFER
0 | 0 | 0 | 0 | 2024-12-01 | BH Colorado Electric Oper Co | Regulated Electric (122) | X DNU WPC Transmission Line # 249 | WPC Transmission Line # 249-(T) Portland Sub # 141 - West Station # 1 (ark rivre 112) | 135500 | Pole, Wood: 7911000000 | 9738332 | POLE, WOOD | 2005-12-15 | 2005-01-01 | 10022627
0 | 0 | 0 | 0 | 2024-12-01 | BH Colorado Electric Oper Co | Regulated Electric (122) | X DNU WPC Transmission Line # 249 | WPC Transmission Line # 249-(T) Portland Sub # 141 - West Station # 1 (ark rivre 112) | 135500 | Pole, Wood: 7911000000 | 9810970 | POLE, WOOD | 2002-06-01 | 2002-01-01 | 7105249131
0 | 0 | 0 | 0 | 2024-12-01 | BH Colorado Electric Oper Co | Regulated Electric (122) | X DNU WPC Transmission Line # 249 | WPC Transmission Line # 249-(T) Portland Sub # 141 - West Station # 1 (ark rivre 112) | 135500 | Pole, Wood: 7911000000 | 20759936 | POLE, WOOD | 1982-07-01 | 1982-07-01 | 50507XFER
0 | 0 | 0 | 0 | 2024-12-01 | BH Colorado Electric Oper Co | Regulated Electric (122) | X DNU WPC Transmission Line # 249 | WPC Transmission Line # 249-(T) Portland Sub # 141 - West Station # 1 (ark rivre 112) | 135500 | Pole, Wood: 7911000000 | 20759971 | POLE, WOOD | 1996-07-01 | 1996-07-01 | 50507XFER
0 | 0 | 0 | 0 | 2024-12-01 | BH Colorado Electric Oper Co | Regulated Electric (122) | X DNU WPC Transmission Line # 249 | WPC Transmission Line # 249-(T) Portland Sub # 141 - West Station # 1 (ark rivre 112) | 135500 | Pole, Wood: 7911000000 | 9804982 | POLE, WOOD | 1997-07-01 | 1997-07-01 | WCDXFER
0 | 0 | 0 | 0 | 2024-12-01 | BH Colorado Electric Oper Co | Regulated Electric (122) | X DNU WPC Transmission Line # 249 | WPC Transmission Line # 249-(T) Portland Sub # 141 - West Station # 1 (ark rivre 112) | 135500 | Pole, Wood: 7911000000 | 9803023 | POLE, WOOD | 1996-07-01 | 1996-07-01 | WCDXFER
0 | 0 | 0 | 0 | 2024-12-01 | BH Colorado Electric Oper Co | Regulated Electric (122) | X DNU WPC Transmission Line # 249 | WPC Transmission Line # 249-(T) Portland Sub # 141 - West Station # 1 (ark rivre 112) | 135500 | Pole, Wood: 7911000000 | 9804967 | POLE, WOOD | 1990-07-01 | 1990-07-01 | WCDXFER
0 | 0 | 0 | 0 | 2024-12-01 | BH Colorado Electric Oper Co | Regulated Electric (122) | X DNU WPC Transmission Line # 249 | WPC Transmission Line # 249-(T) Portland Sub # 141 - West Station # 1 (ark rivre 112) | 135500 | Pole, Wood: 7911000000 | 20760013 | POLE, WOOD | 1954-07-01 | 1954-07-01 | 50507XFER
0 | 0 | 0 | 0 | 2024-12-01 | BH Colorado Electric Oper Co | Regulated Electric (122) | X DNU WPC Transmission Line # 249 | WPC Transmission Line # 249-(T) Portland Sub # 141 - West Station # 1 (ark rivre 112) | 135500 | Wood 1 Pole 60': 7911016000 | 9776097 | WOOD 1 POLE 60' | 1996-07-01 | 1996-07-01 | CPR Conversion
0 | 0 | 0 | 0 | 2024-12-01 | BH Colorado Electric Oper Co | Regulated Electric (122) | X DNU WPC Transmission Line # 249 | WPC Transmission Line # 249-(T) Portland Sub # 141 - West Station # 1 (ark rivre 112) | 135500 | Wood 2 Poles 60': 7911026000 | 9776098 | WOOD 2 POLES 60' | 1996-07-01 | 1996-07-01 | CPR Conversion
0 | 0 | 0 | 0 | 2024-12-01 | BH Colorado Electric Oper Co | Regulated Electric (122) | X DNU WPC Transmission Line # 249 | WPC Transmission Line # 249-(T) Portland Sub # 141 - West Station # 1 (ark rivre 112) | 135500 | Wood 2 Poles 60': 7911026000 | 9975176 | WOOD 2 POLES 60' | 1992-07-01 | 1992-07-01 | CPR Conversion
0 | 0 | 0 | 0 | 2024-12-01 | BH Colorado Electric Oper Co | Regulated Electric (122) | X DNU WPC Transmission Line # 249 | WPC Transmission Line # 249-(T) Portland Sub # 141 - West Station # 1 (ark rivre 112) | 135500 | Wood 2 Poles 60': 7911026000 | 9860126 | WOOD 2 POLES 60' | 1997-07-01 | 1997-07-01 | CPR Conversion
0 | 0 | 0 | 0 | 2024-12-01 | BH Colorado Electric Oper Co | Regulated Electric (122) | X DNU WPC Transmission Line # 249 | WPC Transmission Line # 249-(T) Portland Sub # 141 - West Station # 1 (ark rivre 112) | 135500 | Wood 2 Poles 60': 7911026000 | 9975177 | WOOD 2 POLES 60' | 1990-07-01 | 1990-07-01 | CPR Conversion
0 | 0 | 0 | 0 | 2024-12-01 | BH Colorado Electric Oper Co | Regulated Electric (122) | X DNU WPC Transmission Line # 249 | WPC Transmission Line # 249-(T) Portland Sub # 141 - West Station # 1 (ark rivre 112) | 135500 | Wood 2 Poles 65': 7911026500 | 9975175 | WOOD 2 POLES 65' | 1992-07-01 | 1992-07-01 | CPR Conversion
0 | 0 | 0 | 0 | 2024-12-01 | BH Colorado Electric Oper Co | Regulated Electric (122) | X DNU WPC Transmission Line # 249 | WPC Transmission Line # 249-(T) Portland Sub # 141 - West Station # 1 (ark rivre 112) | 135500 | Wood 2 Poles 65': 7911026500 | 9776225 | WOOD 2 POLES 65' | 1996-07-01 | 1996-07-01 | CPR Conversion
0 | 0 | 0 | 0 | 2024-12-01 | BH Colorado Electric Oper Co | Regulated Electric (122) | X DNU WPC Transmission Line # 249 | WPC Transmission Line # 249-(T) Portland Sub # 141 - West Station # 1 (ark rivre 112) | 135500 | Wood 2 Poles 65': 7911026500 | 9856380 | WOOD 2 POLES 65' | 1997-07-01 | 1997-07-01 | CPR Conversion
0 | 0 | 0 | 0 | 2024-12-01 | BH Colorado Electric Oper Co | Regulated Electric (122) | X DNU WPC Transmission Line # 249 | WPC Transmission Line # 249-(T) Portland Sub # 141 - West Station # 1 (ark rivre 112) | 135500 | Wood 2 Poles 70': 7911027000 | 9862068 | WOOD 2 POLES 70' | 1997-07-01 | 1997-07-01 | CPR Conversion
0 | 0 | 0 | 0 | 2024-12-01 | BH Colorado Electric Oper Co | Regulated Electric (122) | X DNU WPC Transmission Line # 249 | WPC Transmission Line # 249-(T) Portland Sub # 141 - West Station # 1 (ark rivre 112) | 135500 | Wood 2 Poles 75': 7911027500 | 9862067 | WOOD 2 POLES 75' | 1997-07-01 | 1997-07-01 | CPR Conversion
0 | 0 | 0 | 0 | 2024-12-01 | BH Colorado Electric Oper Co | Regulated Electric (122) | X DNU WPC Transmission Line # 249 | WPC Transmission Line # 249-(T) Portland Sub # 141 - West Station # 1 (ark rivre 112) | 135500 | Wood 2 Poles 75': 7911027500 | 9773820 | WOOD 2 POLES 75' | 1995-07-01 | 1995-07-01 | CPR Conversion
0 | 0 | 0 | 0 | 2024-12-01 | BH Colorado Electric Oper Co | Regulated Electric (122) | X DNU WPC Transmission Line # 249 | WPC Transmission Line # 249-(T) Portland Sub # 141 - West Station # 1 (ark rivre 112) | 135500 | Wood 5 Poles 95': 7911119500 | 9706656 | WOOD 5 POLES 95' | 1990-07-01 | 1990-07-01 | CPR Conversion
0 | 0 | 0 | 0 | 2024-12-01 | BH Colorado Electric Oper Co | Regulated Electric (122) | X DNU WPC Transmission Line # 249 | WPC Transmission Line # 249-(T) Portland Sub # 141 - West Station # 1 (ark rivre 112) | 135500 | Wood 5 Poles 95': 7911119500 | 9724212 | WOOD 5 POLES 95' | 1983-07-01 | 1983-07-01 | CPR Conversion
0 | 0 | 0 | 0 | 2024-12-01 | BH Colorado Electric Oper Co | Regulated Electric (122) | X DNU WPC Transmission Line # 249 | WPC Transmission Line # 249-(T) Portland Sub # 141 - West Station # 1 (ark rivre 112) | 135600 | Arrester - 0-10,000 Volts: 0210100000 | 10170990 | Arrester - 0-10,000 Volts | 2009-12-01 | 2009-01-01 | 7105249131
0 | 8925.42 | 1142.5587 | 7782.8613 | 2024-12-01 | BH Colorado Electric Oper Co | Regulated Electric (122) | X DNU WPC Transmission Line # 249 | WPC Transmission Line # 249-(T) Portland Sub # 141 - West Station # 1 (ark rivre 112) | 135600 | Conductor, Oh Acsr Bare 4: 1681030000 | 20199877 | Conductor, Oh Acsr Bare 4 | 2016-04-24 | 2016-01-01 | 10052177
0 | 0 | 0 | 0 | 2024-12-01 | BH Colorado Electric Oper Co | Regulated Electric (122) | X DNU WPC Transmission Line # 249 | WPC Transmission Line # 249-(T) Portland Sub # 141 - West Station # 1 (ark rivre 112) | 135600 | Conductor, Oh Acsr Bare 795 Mcm: 1681097950 | 11873560 | Conductor, Oh Acsr Bare 795 Mcm | 2012-12-04 | 2012-01-01 | 10040536
0 | 0 | 0 | 0 | 2024-12-01 | BH Colorado Electric Oper Co | Regulated Electric (122) | X DNU WPC Transmission Line # 249 | WPC Transmission Line # 249-(T) Portland Sub # 141 - West Station # 1 (ark rivre 112) | 135600 | Conductor, Oh Copper Bare 4: 1683030000 | 11534970 | Conductor, Oh Copper Bare 4 | 2012-04-19 | 2012-01-01 | 60018883
0 | 0 | 0 | 0 | 2024-12-01 | BH Colorado Electric Oper Co | Regulated Electric (122) | X DNU WPC Transmission Line # 249 | WPC Transmission Line # 249-(T) Portland Sub # 141 - West Station # 1 (ark rivre 112) | 135600 | Conductor, Oh: 1681000000 | 20759887 | CONDUCTOR, OVERHEAD | 1994-07-01 | 1994-07-01 | 50507XFER
0 | 0 | 0 | 0 | 2024-12-01 | BH Colorado Electric Oper Co | Regulated Electric (122) | X DNU WPC Transmission Line # 249 | WPC Transmission Line # 249-(T) Portland Sub # 141 - West Station # 1 (ark rivre 112) | 135600 | DNU Dampers, Vibration: 1680100000 | 11873563 | Dampers, Vibration | 2012-12-04 | 2012-01-01 | 10040536
0 | 0 | 0 | 0 | 2024-12-01 | BH Colorado Electric Oper Co | Regulated Electric (122) | X DNU WPC Transmission Line # 249 | WPC Transmission Line # 249-(T) Portland Sub # 141 - West Station # 1 (ark rivre 112) | 135600 | Estimated Additions: 0010000000 | 9753648 | Repl 2 H Struc-Osmose-Ln 249 | 2005-12-15 | 2006-03-01 | 10022627
0 | 0 | 0 | 0 | 2024-12-01 | BH Colorado Electric Oper Co | Regulated Electric (122) | X DNU WPC Transmission Line # 249 | WPC Transmission Line # 249-(T) Portland Sub # 141 - West Station # 1 (ark rivre 112) | 135600 | Estimated Additions: 0010000000 | 11362864 | PORTLAND TO WEST STATION H STRUCTURE 5 E : ETO115 PORTLAND TO WEST STATION 115KV LINE | 2012-04-19 | 2012-04-01 | 60018883
0 | 0 | 0 | 0 | 2024-12-01 | BH Colorado Electric Oper Co | Regulated Electric (122) | X DNU WPC Transmission Line # 249 | WPC Transmission Line # 249-(T) Portland Sub # 141 - West Station # 1 (ark rivre 112) | 135600 | Estimated Additions: 0010000000 | 9753659 | Repl struc #83-Osmose-Ln 249 | 2005-12-15 | 2006-03-01 | 10022629
0 | 0 | 0 | 0 | 2024-12-01 | BH Colorado Electric Oper Co | Regulated Electric (122) | X DNU WPC Transmission Line # 249 | WPC Transmission Line # 249-(T) Portland Sub # 141 - West Station # 1 (ark rivre 112) | 135600 | Insulator, 115KV: | 11873555 | INSULATOR, HORIZONTAL | 2012-12-04 | 2012-01-01 | 10040536
0 | 0 | 0 | 0 | 2024-12-01 | BH Colorado Electric Oper Co | Regulated Electric (122) | X DNU WPC Transmission Line # 249 | WPC Transmission Line # 249-(T) Portland Sub # 141 - West Station # 1 (ark rivre 112) | 135600 | Static Wire (Transmission Lines): 1682000000 | 20759978 | STATIC WIRE (TRANSMISSION LINES) | 1994-07-01 | 1994-07-01 | 50507XFER
0 | 0 | 0 | 0 | 2024-12-01 | BH Colorado Electric Oper Co | Regulated Electric (122) | X DNU WPC Transmission Line # 249 | WPC Transmission Line # 249-(T) Portland Sub # 141 - West Station # 1 (ark rivre 112) | 135600 | Static Wire (Transmission Lines): 1682000000 | 11873522 | OPGW GROUND WIRE(STATIC WIRE) | 2012-12-04 | 2012-01-01 | 10040536
0 | 0 | 0 | 0 | 2024-12-01 | BH Colorado Electric Oper Co | Regulated Electric (122) | X DNU WPC Transmission Line # 249 | WPC Transmission Line # 249-(T) Portland Sub # 141 - West Station # 1 (ark rivre 112) | 135600 | Suspension Insulators: 4273000000 | 9738333 | SUSPENSION INSULATORS | 2005-12-15 | 2005-01-01 | 10022627
0 | 0 | 0 | 0 | 2024-12-01 | BH Colorado Electric Oper Co | Regulated Electric (122) | X DNU WPC Transmission Line # 249 | WPC Transmission Line # 249-(T) Portland Sub # 141 - West Station # 1 (ark rivre 112) | 135600 | Suspension Insulators: 4273000000 | 9817934 | SUSPENSION INSULATORS | 2004-10-01 | 2004-01-01 | 7105249131
0 | 0 | 0 | 0 | 2024-12-01 | BH Colorado Electric Oper Co | Regulated Electric (122) | X DNU WPC Transmission Line # 249 | WPC Transmission Line # 249-(T) Portland Sub # 141 - West Station # 1 (ark rivre 112) | 135600 | Suspension Insulators: 4273000000 | 9743153 | SUSPENSION INSULATORS | 2007-10-01 | 2007-01-01 | 7105249131
0 | 0 | 0 | 0 | 2024-12-01 | BH Colorado Electric Oper Co | Regulated Electric (122) | X DNU WPC Transmission Line # 249 | WPC Transmission Line # 249-(T) Portland Sub # 141 - West Station # 1 (ark rivre 112) | 135600 | Suspension Insulators: 4273000000 | 9698467 | SUSPENSION INSULATORS | 1996-07-01 | 1996-07-01 | CPR Conversion
0 | 0 | 0 | 0 | 2024-12-01 | BH Colorado Electric Oper Co | Regulated Electric (122) | X DNU WPC Transmission Line # 249 | WPC Transmission Line # 249-(T) Portland Sub # 141 - West Station # 1 (ark rivre 112) | 135600 | Suspension Insulators: 4273000000 | 9810971 | SUSPENSION INSULATORS | 2002-06-01 | 2002-01-01 | 7105249131
0 | 0 | 0 | 0 | 2024-12-01 | BH Colorado Electric Oper Co | Regulated Electric (122) | X DNU WPC Transmission Line # 249 | WPC Transmission Line # 249-(T) Portland Sub # 141 - West Station # 1 (ark rivre 112) | 135600 | Suspension Insulators: 4273000000 | 9860757 | SUSPENSION INSULATORS | 1997-07-01 | 1997-07-01 | CPR Conversion
0 | 0 | 0 | 0 | 2024-12-01 | BH Colorado Electric Oper Co | Regulated Electric (122) | X DNU WPC Transmission Line # 249 | WPC Transmission Line # 249-(T) Portland Sub # 141 - West Station # 1 (ark rivre 112) | 135600 | Suspension Insulators: 4273000000 | 9689016 | SUSPENSION INSULATORS | 1995-07-01 | 1995-07-01 | CPR Conversion
0 | 0 | 0 | 0 | 2024-12-01 | BH Colorado Electric Oper Co | Regulated Electric (122) | X DNU WPC Transmission Line # 252 | WPC Transmission Line # 252 (T) Burnt Mill # 75 - Structure # 100 A | 135002 | Right-Of-Ways - Non-Depreciable: 4554XXXXXX | 10207046 | RIGHT OF WAY-CCS DEVELOPMENT | 2009-07-16 | 2009-07-01 | 10026793
0 | 0 | 0 | 0 | 2024-12-01 | BH Colorado Electric Oper Co | Regulated Electric (122) | X DNU WPC Transmission Line # 252 | WPC Transmission Line # 252 (T) Burnt Mill # 75 - Structure # 100 A | 135002 | Right-Of-Ways - Non-Depreciable: 4554XXXXXX | 10207043 | RIGHT OF WAY-DIAZ | 2009-07-16 | 2009-07-01 | 10026793
0 | 0 | 0 | 0 | 2024-12-01 | BH Colorado Electric Oper Co | Regulated Electric (122) | X DNU WPC Transmission Line # 252 | WPC Transmission Line # 252 (T) Burnt Mill # 75 - Structure # 100 A | 135002 | Right-Of-Ways - Non-Depreciable: 4554XXXXXX | 10207049 | RIGHT OF WAYS-PRUTCH | 2009-07-16 | 2009-07-01 | 10026793
0 | 0 | 0 | 0 | 2024-12-01 | BH Colorado Electric Oper Co | Regulated Electric (122) | X DNU WPC Transmission Line # 252 | WPC Transmission Line # 252 (T) Burnt Mill # 75 - Structure # 100 A | 135002 | Right-Of-Ways - Non-Depreciable: 4554XXXXXX | 10207040 | RIGHT OF WAY -351 PARTNERSHIP | 2009-07-16 | 2009-07-01 | 10026793
0 | 0 | 0 | 0 | 2024-12-01 | BH Colorado Electric Oper Co | Regulated Electric (122) | X DNU WPC Transmission Line # 252 | WPC Transmission Line # 252 (T) Burnt Mill # 75 - Structure # 100 A | 135002 | Right-Of-Ways - Non-Depreciable: 4554XXXXXX | 10207037 | RIGHT OF WAYS - EDEN | 2009-07-16 | 2009-07-01 | 10026793
0 | 0 | 0 | 0 | 2024-12-01 | BH Colorado Electric Oper Co | Regulated Electric (122) | X DNU WPC Transmission Line # 252 | WPC Transmission Line # 252 (T) Burnt Mill # 75 - Structure # 100 A | 135002 | Right-Of-Ways - Non-Depreciable: 4554XXXXXX | 10207052 | RIGHT OF WAY - PRUTCH | 2009-07-16 | 2009-07-01 | 10026793
0 | 0 | 0 | 0 | 2024-12-01 | BH Colorado Electric Oper Co | Regulated Electric (122) | X DNU WPC Transmission Line # 252 | WPC Transmission Line # 252 (T) Burnt Mill # 75 - Structure # 100 A | 135500 | Crossarm Assemblies, Wood: 7914000000 | 21285379 | CROSSARM ASSEMBLIES, WOOD | 1964-07-01 | 1964-07-01 | 50507XFER
0 | 0 | 0 | 0 | 2024-12-01 | BH Colorado Electric Oper Co | Regulated Electric (122) | X DNU WPC Transmission Line # 252 | WPC Transmission Line # 252 (T) Burnt Mill # 75 - Structure # 100 A | 135500 | Crossarm Assemblies, Wood: 7914000000 | 9817904 | CROSSARM ASSEMBLIES, WOOD | 2004-10-01 | 2004-01-01 | 7105252131
0 | 0 | 0 | 0 | 2024-12-01 | BH Colorado Electric Oper Co | Regulated Electric (122) | X DNU WPC Transmission Line # 252 | WPC Transmission Line # 252 (T) Burnt Mill # 75 - Structure # 100 A | 135500 | Crossarm Assemblies, Wood: 7914000000 | 9819286 | CROSSARM ASSEMBLIES, WOOD | 2005-05-01 | 2005-01-01 | 7105252131
0 | 0 | 0 | 0 | 2024-12-01 | BH Colorado Electric Oper Co | Regulated Electric (122) | X DNU WPC Transmission Line # 252 | WPC Transmission Line # 252 (T) Burnt Mill # 75 - Structure # 100 A | 135500 | Crossarm Assemblies, Wood: 7914000000 | 21285393 | CROSSARM ASSEMBLIES, WOOD | 1977-07-01 | 1977-07-01 | 50507XFER
0 | 0 | 0 | 0 | 2024-12-01 | BH Colorado Electric Oper Co | Regulated Electric (122) | X DNU WPC Transmission Line # 252 | WPC Transmission Line # 252 (T) Burnt Mill # 75 - Structure # 100 A | 135500 | Crossarm Assemblies, Wood: 7914000000 | 9741919 | CROSSARM ASSEMBLIES, WOOD | 2006-06-19 | 2006-01-01 | 10023346
0 | 0 | 0 | 0 | 2024-12-01 | BH Colorado Electric Oper Co | Regulated Electric (122) | X DNU WPC Transmission Line # 252 | WPC Transmission Line # 252 (T) Burnt Mill # 75 - Structure # 100 A | 135500 | Crossarm Assemblies, Wood: 7914000000 | 21285372 | CROSSARM ASSEMBLIES, WOOD | 1964-07-01 | 1964-07-01 | 50507XFER
0 | 0 | 0 | 0 | 2024-12-01 | BH Colorado Electric Oper Co | Regulated Electric (122) | X DNU WPC Transmission Line # 252 | WPC Transmission Line # 252 (T) Burnt Mill # 75 - Structure # 100 A | 135500 | Crossarm Assemblies, Wood: 7914000000 | 21285386 | CROSSARM ASSEMBLIES, WOOD | 1972-07-01 | 1972-07-01 | 50507XFER
0 | 0 | 0 | 0 | 2024-12-01 | BH Colorado Electric Oper Co | Regulated Electric (122) | X DNU WPC Transmission Line # 252 | WPC Transmission Line # 252 (T) Burnt Mill # 75 - Structure # 100 A | 135500 | Crossarm, Assy: 2453000000 | 11534566 | Crossarm, Assy | 2012-04-09 | 2012-01-01 | 60018902
0 | 0 | 0 | 0 | 2024-12-01 | BH Colorado Electric Oper Co | Regulated Electric (122) | X DNU WPC Transmission Line # 252 | WPC Transmission Line # 252 (T) Burnt Mill # 75 - Structure # 100 A | 135500 | Crossarm, Steel: 2452000000 | 11106966 | ARM: DAVIT STEEL 4 FT LENGTH | 2011-06-14 | 2011-01-01 | 10027394
0 | 0 | 0 | 0 | 2024-12-01 | BH Colorado Electric Oper Co | Regulated Electric (122) | X DNU WPC Transmission Line # 252 | WPC Transmission Line # 252 (T) Burnt Mill # 75 - Structure # 100 A | 135500 | Estimated Additions: 0010000000 | 10914057 | RELOCATE 69KV TRNS LINE TO ANG | 2011-06-14 | 2011-06-01 | 10027394
0 | 0 | 0 | 0 | 2024-12-01 | BH Colorado Electric Oper Co | Regulated Electric (122) | X DNU WPC Transmission Line # 252 | WPC Transmission Line # 252 (T) Burnt Mill # 75 - Structure # 100 A | 135500 | Estimated Additions: 0010000000 | 11362694 | READER TO BURNT MILL REPLACE 2- H STRUCT : ETO115 READER TO BURNT REPLACE 2-H'S | 2012-04-09 | 2012-04-01 | 60018902
0 | 0 | 0 | 0 | 2024-12-01 | BH Colorado Electric Oper Co | Regulated Electric (122) | X DNU WPC Transmission Line # 252 | WPC Transmission Line # 252 (T) Burnt Mill # 75 - Structure # 100 A | 135500 | Estimated Additions: 0010000000 | 9750524 | Repl structure-line 252 | 2006-06-19 | 2006-06-01 | 10023346
0 | 0 | 0 | 0 | 2024-12-01 | BH Colorado Electric Oper Co | Regulated Electric (122) | X DNU WPC Transmission Line # 252 | WPC Transmission Line # 252 (T) Burnt Mill # 75 - Structure # 100 A | 135500 | Estimated Additions: 0010000000 | 9729245 | DSIGN/ BUILD 115KV LINE VESTAS | 2009-07-16 | 2009-07-01 | 10026793
0 | 0 | 0 | 0 | 2024-12-01 | BH Colorado Electric Oper Co | Regulated Electric (122) | X DNU WPC Transmission Line # 252 | WPC Transmission Line # 252 (T) Burnt Mill # 75 - Structure # 100 A | 135500 | Pole, Steel: 7912000000 | 10207027 | POLE STRUCTURES-TRANSMISSION LINES | 2009-07-16 | 2009-01-01 | 10026793
0 | 0 | 0 | 0 | 2024-12-01 | BH Colorado Electric Oper Co | Regulated Electric (122) | X DNU WPC Transmission Line # 252 | WPC Transmission Line # 252 (T) Burnt Mill # 75 - Structure # 100 A | 135500 | Pole, Wood, 65' Or Greater: 6161650000 | 11106971 | POLE WOOD, 75 FOOT CLASS 1 | 2011-06-14 | 2011-01-01 | 10027394
0 | 0 | 0 | 0 | 2024-12-01 | BH Colorado Electric Oper Co | Regulated Electric (122) | X DNU WPC Transmission Line # 252 | WPC Transmission Line # 252 (T) Burnt Mill # 75 - Structure # 100 A | 135500 | Pole, Wood, 65' Or Greater: 6161650000 | 11534563 | Pole, Wood, 65' Or Greater | 2012-04-09 | 2012-01-01 | 60018902
0 | 0 | 0 | 0 | 2024-12-01 | BH Colorado Electric Oper Co | Regulated Electric (122) | X DNU WPC Transmission Line # 252 | WPC Transmission Line # 252 (T) Burnt Mill # 75 - Structure # 100 A | 135500 | Pole, Wood: 7911000000 | 21285414 | POLE, WOOD | 1964-07-01 | 1964-07-01 | 50507XFER
0 | 0 | 0 | 0 | 2024-12-01 | BH Colorado Electric Oper Co | Regulated Electric (122) | X DNU WPC Transmission Line # 252 | WPC Transmission Line # 252 (T) Burnt Mill # 75 - Structure # 100 A | 135500 | Pole, Wood: 7911000000 | 21285428 | POLE, WOOD | 1972-07-01 | 1972-07-01 | 50507XFER
0 | 0 | 0 | 0 | 2024-12-01 | BH Colorado Electric Oper Co | Regulated Electric (122) | X DNU WPC Transmission Line # 252 | WPC Transmission Line # 252 (T) Burnt Mill # 75 - Structure # 100 A | 135500 | Pole, Wood: 7911000000 | 21285435 | POLE, WOOD | 1977-07-01 | 1977-07-01 | 50507XFER
0 | 0 | 0 | 0 | 2024-12-01 | BH Colorado Electric Oper Co | Regulated Electric (122) | X DNU WPC Transmission Line # 252 | WPC Transmission Line # 252 (T) Burnt Mill # 75 - Structure # 100 A | 135500 | Pole, Wood: 7911000000 | 21285421 | POLE, WOOD | 1964-07-01 | 1964-07-01 | 50507XFER
0 | 0 | 0 | 0 | 2024-12-01 | BH Colorado Electric Oper Co | Regulated Electric (122) | X DNU WPC Transmission Line # 252 | WPC Transmission Line # 252 (T) Burnt Mill # 75 - Structure # 100 A | 135500 | Pole, Wood: 7911000000 | 9819287 | POLE, WOOD | 2005-05-01 | 2005-01-01 | 7105252131
0 | 0 | 0 | 0 | 2024-12-01 | BH Colorado Electric Oper Co | Regulated Electric (122) | X DNU WPC Transmission Line # 252 | WPC Transmission Line # 252 (T) Burnt Mill # 75 - Structure # 100 A | 135500 | Pole, Wood: 7911000000 | 9741920 | POLE, WOOD | 2006-06-19 | 2006-01-01 | 10023346
0 | 0 | 0 | 0 | 2024-12-01 | BH Colorado Electric Oper Co | Regulated Electric (122) | X DNU WPC Transmission Line # 252 | WPC Transmission Line # 252 (T) Burnt Mill # 75 - Structure # 100 A | 135500 | Pole, Wood: 7911000000 | 21285400 | POLE, WOOD | 1964-07-01 | 1964-07-01 | 50507XFER
0 | 0 | 0 | 0 | 2024-12-01 | BH Colorado Electric Oper Co | Regulated Electric (122) | X DNU WPC Transmission Line # 252 | WPC Transmission Line # 252 (T) Burnt Mill # 75 - Structure # 100 A | 135500 | Pole, Wood: 7911000000 | 21285407 | POLE, WOOD | 1964-07-01 | 1964-07-01 | 50507XFER
0 | 0 | 0 | 0 | 2024-12-01 | BH Colorado Electric Oper Co | Regulated Electric (122) | X DNU WPC Transmission Line # 252 | WPC Transmission Line # 252 (T) Burnt Mill # 75 - Structure # 100 A | 135500 | Pole, Wood: 7911000000 | 21285442 | POLE, WOOD | 1986-07-01 | 1986-07-01 | 50507XFER
0 | 0 | 0 | 0 | 2024-12-01 | BH Colorado Electric Oper Co | Regulated Electric (122) | X DNU WPC Transmission Line # 252 | WPC Transmission Line # 252 (T) Burnt Mill # 75 - Structure # 100 A | 135600 | Conducto,Oh Acsr Bare 266.8 Mcm: 1681080000 | 11106952 | Conductor, Oh Acsr Bare 266.8 Mcm | 2011-06-14 | 2011-01-01 | 10027394
0 | 0 | 0 | 0 | 2024-12-01 | BH Colorado Electric Oper Co | Regulated Electric (122) | X DNU WPC Transmission Line # 252 | WPC Transmission Line # 252 (T) Burnt Mill # 75 - Structure # 100 A | 135600 | Conductor, Oh Copper Bare 4: 1683030000 | 11106963 | CONDUCTOR, OH COPPER BARE 4 | 2011-06-14 | 2011-01-01 | 10027394
0 | 0 | 0 | 0 | 2024-12-01 | BH Colorado Electric Oper Co | Regulated Electric (122) | X DNU WPC Transmission Line # 252 | WPC Transmission Line # 252 (T) Burnt Mill # 75 - Structure # 100 A | 135600 | Conductor, Oh Copper Bare 4: 1683030000 | 11534556 | Conductor, Oh Copper Bare 4 | 2012-04-09 | 2012-01-01 | 60018902
0 | 0 | 0 | 0 | 2024-12-01 | BH Colorado Electric Oper Co | Regulated Electric (122) | X DNU WPC Transmission Line # 252 | WPC Transmission Line # 252 (T) Burnt Mill # 75 - Structure # 100 A | 135600 | Conductor, Oh Trans & Dist Bare: 1686000000 | 10207034 | CONDUCTORS-TRANSMISSION LINES | 2009-07-16 | 2009-01-01 | 10026793
0 | 0 | 0 | 0 | 2024-12-01 | BH Colorado Electric Oper Co | Regulated Electric (122) | X DNU WPC Transmission Line # 252 | WPC Transmission Line # 252 (T) Burnt Mill # 75 - Structure # 100 A | 135600 | Estimated Additions: 0010000000 | 9711533 | Repl structure-line 252 | 2006-06-19 | 2006-06-01 | 10023346
0 | 0 | 0 | 0 | 2024-12-01 | BH Colorado Electric Oper Co | Regulated Electric (122) | X DNU WPC Transmission Line # 252 | WPC Transmission Line # 252 (T) Burnt Mill # 75 - Structure # 100 A | 135600 | Estimated Additions: 0010000000 | 9729244 | DSIGN/ BUILD 115KV LINE VESTAS | 2009-07-16 | 2009-07-01 | 10026793
0 | 0 | 0 | 0 | 2024-12-01 | BH Colorado Electric Oper Co | Regulated Electric (122) | X DNU WPC Transmission Line # 252 | WPC Transmission Line # 252 (T) Burnt Mill # 75 - Structure # 100 A | 135600 | Estimated Additions: 0010000000 | 10914060 | RELOCATE 69KV TRNS LINE TO ANG | 2011-06-14 | 2011-06-01 | 10027394
0 | 0 | 0 | 0 | 2024-12-01 | BH Colorado Electric Oper Co | Regulated Electric (122) | X DNU WPC Transmission Line # 252 | WPC Transmission Line # 252 (T) Burnt Mill # 75 - Structure # 100 A | 135600 | Estimated Additions: 0010000000 | 11362697 | READER TO BURNT MILL REPLACE 2- H STRUCT : ETO115 READER TO BURNT REPLACE 2-H'S | 2012-04-09 | 2012-04-01 | 60018902
0 | 0 | 0 | 0 | 2024-12-01 | BH Colorado Electric Oper Co | Regulated Electric (122) | X DNU WPC Transmission Line # 252 | WPC Transmission Line # 252 (T) Burnt Mill # 75 - Structure # 100 A | 135600 | Insulator, 115KV: | 11106980 | INSULATOR, HORIZONTAL 115 KV | 2011-06-14 | 2011-01-01 | 10027394
0 | 0 | 0 | 0 | 2024-12-01 | BH Colorado Electric Oper Co | Regulated Electric (122) | X DNU WPC Transmission Line # 252 | WPC Transmission Line # 252 (T) Burnt Mill # 75 - Structure # 100 A | 135600 | Static Wire (Transmission Lines): 1682000000 | 11106960 | WIRE: GUY STRAND 7 STRENGTH | 2011-06-14 | 2011-01-01 | 10027394
0 | 0 | 0 | 0 | 2024-12-01 | BH Colorado Electric Oper Co | Regulated Electric (122) | X DNU WPC Transmission Line # 252 | WPC Transmission Line # 252 (T) Burnt Mill # 75 - Structure # 100 A | 135600 | Suspension Insulators: 4273000000 | 9741921 | SUSPENSION INSULATORS | 2006-06-19 | 2006-01-01 | 10023346
0 | 0 | 0 | 0 | 2024-12-01 | BH Colorado Electric Oper Co | Regulated Electric (122) | X DNU WPC Transmission Line # 252 | WPC Transmission Line # 252 (T) Burnt Mill # 75 - Structure # 100 A | 135600 | Suspension Insulators: 4273000000 | 9819288 | SUSPENSION INSULATORS | 2005-05-01 | 2005-01-01 | 7105252131
0 | 0 | 0 | 0 | 2024-12-01 | BH Colorado Electric Oper Co | Regulated Electric (122) | X DNU WPC Transmission Line # 256 | WPC Transmission Line # 256 (T) Burnt Mills #74 - Red Creek # 35 | 135001 | Land: 4481XXXXXX | 21285307 | LAND - TRACT 32 | 1977-07-01 | 1977-07-01 | 50507XFER
0 | 0 | 0 | 0 | 2024-12-01 | BH Colorado Electric Oper Co | Regulated Electric (122) | X DNU WPC Transmission Line # 256 | WPC Transmission Line # 256 (T) Burnt Mills #74 - Red Creek # 35 | 135001 | Land: 4481XXXXXX | 21285301 | LAND - TRACT 31 | 1964-07-01 | 1964-07-01 | 50507XFER
0 | 0 | 0 | 0 | 2024-12-01 | BH Colorado Electric Oper Co | Regulated Electric (122) | X DNU WPC Transmission Line # 256 | WPC Transmission Line # 256 (T) Burnt Mills #74 - Red Creek # 35 | 135001 | Land: 4481XXXXXX | 21285304 | LAND - TRACT 34 | 1977-07-01 | 1977-07-01 | 50507XFER
0 | 0 | 0 | 0 | 2024-12-01 | BH Colorado Electric Oper Co | Regulated Electric (122) | X DNU WPC Transmission Line # 256 | WPC Transmission Line # 256 (T) Burnt Mills #74 - Red Creek # 35 | 135001 | Land: 4481XXXXXX | 21285310 | LAND - TRACT 33 | 1977-07-01 | 1977-07-01 | 50507XFER
0 | 0 | 0 | 0 | 2024-12-01 | BH Colorado Electric Oper Co | Regulated Electric (122) | X DNU WPC Transmission Line # 256 | WPC Transmission Line # 256 (T) Burnt Mills #74 - Red Creek # 35 | 135002 | Land Rights - Non-Depreciable: 4552XXXXXX | 21285337 | T-LIN S28 T21 R65 | 1964-07-01 | 1964-07-01 | 50507XFER
0 | 0 | 0 | 0 | 2024-12-01 | BH Colorado Electric Oper Co | Regulated Electric (122) | X DNU WPC Transmission Line # 256 | WPC Transmission Line # 256 (T) Burnt Mills #74 - Red Creek # 35 | 135002 | Land Rights - Non-Depreciable: 4552XXXXXX | 21285351 | T-LIN S18 T21 R65 | 1964-07-01 | 1964-07-01 | 50507XFER
0 | 0 | 0 | 0 | 2024-12-01 | BH Colorado Electric Oper Co | Regulated Electric (122) | X DNU WPC Transmission Line # 256 | WPC Transmission Line # 256 (T) Burnt Mills #74 - Red Creek # 35 | 135002 | Land Rights - Non-Depreciable: 4552XXXXXX | 21285320 | T-LIN S31 T20 R65 | 1964-07-01 | 1964-07-01 | 50507XFER
0 | 0 | 0 | 0 | 2024-12-01 | BH Colorado Electric Oper Co | Regulated Electric (122) | X DNU WPC Transmission Line # 256 | WPC Transmission Line # 256 (T) Burnt Mills #74 - Red Creek # 35 | 135002 | Land Rights - Non-Depreciable: 4552XXXXXX | 21285313 | T-LIN S06 T21 R65 | 1964-07-01 | 1964-07-01 | 50507XFER
0 | 0 | 0 | 0 | 2024-12-01 | BH Colorado Electric Oper Co | Regulated Electric (122) | X DNU WPC Transmission Line # 256 | WPC Transmission Line # 256 (T) Burnt Mills #74 - Red Creek # 35 | 135002 | Land Rights - Non-Depreciable: 4552XXXXXX | 21285327 | T-LIN S20 T21 R65 | 1964-07-01 | 1964-07-01 | 50507XFER
0 | 0 | 0 | 0 | 2024-12-01 | BH Colorado Electric Oper Co | Regulated Electric (122) | X DNU WPC Transmission Line # 256 | WPC Transmission Line # 256 (T) Burnt Mills #74 - Red Creek # 35 | 135002 | Land Rights - Non-Depreciable: 4552XXXXXX | 21285334 | T-LIN S25 T21 R65 | 1964-07-01 | 1964-07-01 | 50507XFER
0 | 0 | 0 | 0 | 2024-12-01 | BH Colorado Electric Oper Co | Regulated Electric (122) | X DNU WPC Transmission Line # 256 | WPC Transmission Line # 256 (T) Burnt Mills #74 - Red Creek # 35 | 135002 | Land Rights - Non-Depreciable: 4552XXXXXX | 21285344 | T-LIN S07 T21 R65 | 1964-07-01 | 1964-07-01 | 50507XFER
0 | 0 | 0 | 0 | 2024-12-01 | BH Colorado Electric Oper Co | Regulated Electric (122) | X DNU WPC Transmission Line # 256 | WPC Transmission Line # 256 (T) Burnt Mills #74 - Red Creek # 35 | 135500 | Crossarm Assemblies, Wood: 7914000000 | 9814717 | CROSSARM ASSEMBLIES, WOOD | 2003-04-01 | 2003-01-01 | 10017633
0 | 0 | 0 | 0 | 2024-12-01 | BH Colorado Electric Oper Co | Regulated Electric (122) | X DNU WPC Transmission Line # 256 | WPC Transmission Line # 256 (T) Burnt Mills #74 - Red Creek # 35 | 135500 | Crossarm Assemblies, Wood: 7914000000 | 9740682 | CROSSARM ASSEMBLIES, WOOD | 2007-12-01 | 2007-01-01 | 7105256131
0 | 0 | 0 | 0 | 2024-12-01 | BH Colorado Electric Oper Co | Regulated Electric (122) | X DNU WPC Transmission Line # 256 | WPC Transmission Line # 256 (T) Burnt Mills #74 - Red Creek # 35 | 135500 | Crossarm Assemblies, Wood: 7914000000 | 9732840 | CROSSARM ASSEMBLIES, WOOD | 2009-02-01 | 2009-01-01 | 7105256131
0 | 0 | 0 | 0 | 2024-12-01 | BH Colorado Electric Oper Co | Regulated Electric (122) | X DNU WPC Transmission Line # 256 | WPC Transmission Line # 256 (T) Burnt Mills #74 - Red Creek # 35 | 135500 | Crossarm Assemblies, Wood: 7914000000 | 21285294 | CROSSARM ASSEMBLIES, WOOD | 1964-07-01 | 1964-07-01 | 50507XFER
0 | 0 | 0 | 0 | 2024-12-01 | BH Colorado Electric Oper Co | Regulated Electric (122) | X DNU WPC Transmission Line # 256 | WPC Transmission Line # 256 (T) Burnt Mills #74 - Red Creek # 35 | 135500 | Pole, Wood: 7911000000 | 21285358 | POLE, WOOD | 1964-07-01 | 1964-07-01 | 50507XFER
0 | 0 | 0 | 0 | 2024-12-01 | BH Colorado Electric Oper Co | Regulated Electric (122) | X DNU WPC Transmission Line # 256 | WPC Transmission Line # 256 (T) Burnt Mills #74 - Red Creek # 35 | 135500 | Pole, Wood: 7911000000 | 9814718 | POLE, WOOD | 2003-04-01 | 2003-01-01 | 10017633
0 | 0 | 0 | 0 | 2024-12-01 | BH Colorado Electric Oper Co | Regulated Electric (122) | X DNU WPC Transmission Line # 256 | WPC Transmission Line # 256 (T) Burnt Mills #74 - Red Creek # 35 | 135500 | Pole, Wood: 7911000000 | 9710842 | POLE, WOOD | 2007-12-01 | 2007-01-01 | 7105256131
0 | 0 | 0 | 0 | 2024-12-01 | BH Colorado Electric Oper Co | Regulated Electric (122) | X DNU WPC Transmission Line # 256 | WPC Transmission Line # 256 (T) Burnt Mills #74 - Red Creek # 35 | 135600 | Conductor, Oh: 1681000000 | 21285287 | CONDUCTOR, OVERHEAD | 1964-07-01 | 1964-07-01 | 50507XFER
0 | 0 | 0 | 0 | 2024-12-01 | BH Colorado Electric Oper Co | Regulated Electric (122) | X DNU WPC Transmission Line # 256 | WPC Transmission Line # 256 (T) Burnt Mills #74 - Red Creek # 35 | 135600 | Static Wire (Transmission Lines): 1682000000 | 21285365 | STATIC WIRE (TRANSMISSION LINES) | 1964-07-01 | 1964-07-01 | 50507XFER
0 | 0 | 0 | 0 | 2024-12-01 | BH Colorado Electric Oper Co | Regulated Electric (122) | X DNU WPC Transmission Line # 256 | WPC Transmission Line # 256 (T) Burnt Mills #74 - Red Creek # 35 | 135600 | Suspension Insulators: 4273000000 | 9740683 | SUSPENSION INSULATORS | 2007-12-01 | 2007-01-01 | 7105256131
0 | 0 | 0 | 0 | 2024-12-01 | BH Colorado Electric Oper Co | Regulated Electric (122) | X DNU WPC Transmission Line # 256 | WPC Transmission Line # 256 (T) Burnt Mills #74 - Red Creek # 35 | 135600 | Suspension Insulators: 4273000000 | 9814719 | SUSPENSION INSULATORS | 2003-04-01 | 2003-01-01 | 10017633
0 | 0 | 0 | 0 | 2024-12-01 | BH Colorado Electric Oper Co | Regulated Electric (122) | X DNU WPC Transmission Line # 259 | WPC Transmission Line # 259 (T) West Station # 1-Red Creek Road # 34 | 135500 | Crossarm Assemblies, Wood: 7914000000 | 9817820 | CROSSARM ASSEMBLIES, WOOD | 2004-06-02 | 2004-01-01 | 10019531
0 | 0 | 0 | 0 | 2024-12-01 | BH Colorado Electric Oper Co | Regulated Electric (122) | X DNU WPC Transmission Line # 259 | WPC Transmission Line # 259 (T) West Station # 1-Red Creek Road # 34 | 135500 | Crossarm Assemblies, Wood: 7914000000 | 9730997 | CROSSARM ASSEMBLIES, WOOD | 2009-07-01 | 2009-01-01 | 7105259131
0 | 0 | 0 | 0 | 2024-12-01 | BH Colorado Electric Oper Co | Regulated Electric (122) | X DNU WPC Transmission Line # 259 | WPC Transmission Line # 259 (T) West Station # 1-Red Creek Road # 34 | 135500 | Crossarm Assemblies, Wood: 7914000000 | 21285266 | CROSSARM ASSEMBLIES, WOOD | 1964-07-01 | 1964-07-01 | 50507XFER
0 | 0 | 0 | 0 | 2024-12-01 | BH Colorado Electric Oper Co | Regulated Electric (122) | X DNU WPC Transmission Line # 259 | WPC Transmission Line # 259 (T) West Station # 1-Red Creek Road # 34 | 135500 | Estimated Additions: 0010000000 | 9816126 | Red Creek Road-West Station | 2003-11-01 | 2003-11-01 | 7105259131
0 | 0 | 0 | 0 | 2024-12-01 | BH Colorado Electric Oper Co | Regulated Electric (122) | X DNU WPC Transmission Line # 259 | WPC Transmission Line # 259 (T) West Station # 1-Red Creek Road # 34 | 135500 | Estimated Additions: 0010000000 | 12789986 | Red Creek Road-West Station | 2014-10-01 | 2014-10-01 | 7105259131
0 | 0 | 0 | 0 | 2024-12-01 | BH Colorado Electric Oper Co | Regulated Electric (122) | X DNU WPC Transmission Line # 259 | WPC Transmission Line # 259 (T) West Station # 1-Red Creek Road # 34 | 135500 | Guys: 4060000000 | 9817822 | GUYS | 2004-06-02 | 2004-01-01 | 10019531
0 | 0 | 0 | 0 | 2024-12-01 | BH Colorado Electric Oper Co | Regulated Electric (122) | X DNU WPC Transmission Line # 259 | WPC Transmission Line # 259 (T) West Station # 1-Red Creek Road # 34 | 135500 | Pole, Wood: 7911000000 | 9817821 | POLE, WOOD | 2004-06-02 | 2004-01-01 | 10019531
0 | 0 | 0 | 0 | 2024-12-01 | BH Colorado Electric Oper Co | Regulated Electric (122) | X DNU WPC Transmission Line # 259 | WPC Transmission Line # 259 (T) West Station # 1-Red Creek Road # 34 | 135500 | Pole, Wood: 7911000000 | 21285273 | POLE, WOOD | 1964-07-01 | 1964-07-01 | 50507XFER
0 | 0 | 0 | 0 | 2024-12-01 | BH Colorado Electric Oper Co | Regulated Electric (122) | X DNU WPC Transmission Line # 259 | WPC Transmission Line # 259 (T) West Station # 1-Red Creek Road # 34 | 135500 | Pole, Wood: 7911000000 | 9730998 | POLE, WOOD | 2009-07-01 | 2009-01-01 | 7105259131
0 | 0 | 0 | 0 | 2024-12-01 | BH Colorado Electric Oper Co | Regulated Electric (122) | X DNU WPC Transmission Line # 259 | WPC Transmission Line # 259 (T) West Station # 1-Red Creek Road # 34 | 135500 | Pole, Wood: 7911000000 | 9808907 | POLE, WOOD | 2001-11-01 | 2001-01-01 | 7105259131
0 | 0 | 0 | 0 | 2024-12-01 | BH Colorado Electric Oper Co | Regulated Electric (122) | X DNU WPC Transmission Line # 259 | WPC Transmission Line # 259 (T) West Station # 1-Red Creek Road # 34 | 135600 | Conductor, Oh: 1681000000 | 21285259 | CONDUCTOR, OVERHEAD | 1964-07-01 | 1964-07-01 | 50507XFER
0 | 0 | 0 | 0 | 2024-12-01 | BH Colorado Electric Oper Co | Regulated Electric (122) | X DNU WPC Transmission Line # 259 | WPC Transmission Line # 259 (T) West Station # 1-Red Creek Road # 34 | 135600 | Estimated Additions: 0010000000 | 12789983 | Red Creek Road-West Station | 2014-10-01 | 2014-10-01 | 7105259131
0 | 0 | 0 | 0 | 2024-12-01 | BH Colorado Electric Oper Co | Regulated Electric (122) | X DNU WPC Transmission Line # 259 | WPC Transmission Line # 259 (T) West Station # 1-Red Creek Road # 34 | 135600 | Estimated Additions: 0010000000 | 9816125 | Red Creek Road-West Station | 2003-11-01 | 2003-11-01 | 7105259131
0 | 0 | 0 | 0 | 2024-12-01 | BH Colorado Electric Oper Co | Regulated Electric (122) | X DNU WPC Transmission Line # 259 | WPC Transmission Line # 259 (T) West Station # 1-Red Creek Road # 34 | 135600 | Estimated Additions: 0010000000 | 20969801 | we need to replace broken insulators on the west station-reservoir substation line. Line number 259 | 2017-05-02 | 2018-01-01 | 10056954
0 | 0 | 0 | 0 | 2024-12-01 | BH Colorado Electric Oper Co | Regulated Electric (122) | X DNU WPC Transmission Line # 259 | WPC Transmission Line # 259 (T) West Station # 1-Red Creek Road # 34 | 135600 | Static Wire (Transmission Lines): 1682000000 | 21285280 | STATIC WIRE (TRANSMISSION LINES) | 1964-07-01 | 1964-07-01 | 50507XFER
0 | 0 | 0 | 0 | 2024-12-01 | BH Colorado Electric Oper Co | Regulated Electric (122) | X DNU WPC Transmission Line # 259 | WPC Transmission Line # 259 (T) West Station # 1-Red Creek Road # 34 | 135600 | Suspension Insulators: 4273000000 | 12819281 | Suspension Insulators | 2014-11-01 | 2014-01-01 | 7105259131
0 | 0 | 0 | 0 | 2024-12-01 | BH Colorado Electric Oper Co | Regulated Electric (122) | X DNU WPC Transmission Line # 259 | WPC Transmission Line # 259 (T) West Station # 1-Red Creek Road # 34 | 135600 | Suspension Insulators: 4273000000 | 21330738 | Suspension Insulators | 2017-05-02 | 2018-01-01 | 10056954
0 | 0 | 0 | 0 | 2024-12-01 | BH Colorado Electric Oper Co | Regulated Electric (122) | X DNU WPC Transmission Line # 259 | WPC Transmission Line # 259 (T) West Station # 1-Red Creek Road # 34 | 135600 | Suspension Insulators: 4273000000 | 9816547 | SUSPENSION INSULATORS | 2004-02-01 | 2004-01-01 | 7105259131
0 | 0 | 0 | 0 | 2024-12-01 | BH Colorado Electric Oper Co | Regulated Electric (122) | X DNU WPC Transmission Line # 259 | WPC Transmission Line # 259 (T) West Station # 1-Red Creek Road # 34 | 135600 | Suspension Insulators: 4273000000 | 9730999 | SUSPENSION INSULATORS | 2009-07-01 | 2009-01-01 | 7105259131
0 | 0 | 0 | 0 | 2024-12-01 | BH Colorado Electric Oper Co | Regulated Electric (122) | X DNU WPC Transmission Line # 259 | WPC Transmission Line # 259 (T) West Station # 1-Red Creek Road # 34 | 135600 | Suspension Insulators: 4273000000 | 9816132 | SUSPENSION INSULATORS | 2003-12-01 | 2003-01-01 | 7105259131
0 | 0 | 0 | 0 | 2024-12-01 | BH Colorado Electric Oper Co | Regulated Electric (122) | X DNU WPC Transmission Line # 259 | WPC Transmission Line # 259 (T) West Station # 1-Red Creek Road # 34 | 135600 | Suspension Insulators: 4273000000 | 9814722 | SUSPENSION INSULATORS | 2003-05-01 | 2003-01-01 | 7105259131
0 | 0 | 0 | 0 | 2024-12-01 | BH Colorado Electric Oper Co | Regulated Electric (122) | X DNU WPC Transmission Line # 266 | WPC Transmission Line # 266 (T) PSCO Tap then # 23 -West Station # 1 | 135500 | Anchors: 0140000000 | 20954230 | Anchors | 2017-10-02 | 2017-01-01 | 10052429
0 | 0 | 0 | 0 | 2024-12-01 | BH Colorado Electric Oper Co | Regulated Electric (122) | X DNU WPC Transmission Line # 266 | WPC Transmission Line # 266 (T) PSCO Tap then # 23 -West Station # 1 | 135500 | Pole, Steel: 6165000000 | 20954250 | Pole, Steel Structure 227 | 2017-10-02 | 2017-01-01 | 10052429
0 | 0 | 0 | 0 | 2024-12-01 | BH Colorado Electric Oper Co | Regulated Electric (122) | X DNU WPC Transmission Line # 266 | WPC Transmission Line # 266 (T) PSCO Tap then # 23 -West Station # 1 | 135600 | AIRBRK-ELEC-3PH69-170KV- >= 2000AM: 7982117020 | 20954241 | AIRBRK-ELEC-3PH 69-170KV- >= 2000AMPS | 2017-10-02 | 2017-01-01 | 10052429
0 | 0 | 0 | 0 | 2024-12-01 | BH Colorado Electric Oper Co | Regulated Electric (122) | X DNU WPC Transmission Line # 266 | WPC Transmission Line # 266 (T) PSCO Tap then # 23 -West Station # 1 | 135600 | Breaker, 115 KV: 6212115115 | 20954256 | Breaker, 115 KV | 2017-10-02 | 2017-01-01 | 10052429
0 | 0 | 0 | 0 | 2024-12-01 | BH Colorado Electric Oper Co | Regulated Electric (122) | X DNU WPC Transmission Line # 266 | WPC Transmission Line # 266 (T) PSCO Tap then # 23 -West Station # 1 | 135600 | Conductor, Oh Copper Bare 1/0: 1683050000 | 20954238 | Conductor, Oh Copper Bare 1/0 | 2017-10-02 | 2017-01-01 | 10052429
0 | 0 | 0 | 0 | 2024-12-01 | BH Colorado Electric Oper Co | Regulated Electric (122) | X DNU WPC Transmission Line # 266 | WPC Transmission Line # 266 (T) PSCO Tap then # 23 -West Station # 1 | 135600 | Conductor, Oh Copper Bare 4: 1683030000 | 20954235 | Conductor, Oh Copper Bare 4 | 2017-10-02 | 2017-01-01 | 10052429
0 | 0 | 0 | 0 | 2024-12-01 | BH Colorado Electric Oper Co | Regulated Electric (122) | X DNU WPC Transmission Line # 266 | WPC Transmission Line # 266 (T) PSCO Tap then # 23 -West Station # 1 | 135600 | Estimated Additions: 0010000000 | 20794553 | This work order is to install a switch on the 115 kV line that runs between PAGS and the excel tap in order to feed the North Ridge substation | 2017-10-02 | 2017-11-01 | 10052429
0 | 0 | 0 | 0 | 2024-12-01 | BH Colorado Electric Oper Co | Regulated Electric (122) | X DNU WPC Transmission Line # 266 | WPC Transmission Line # 266 (T) PSCO Tap then # 23 -West Station # 1 | 135600 | Insulator, Disc 10": 4270100000 | 20954265 | Insulator, Disc 10" | 2017-10-02 | 2017-01-01 | 10052429
0 | 0 | 0 | 0 | 2024-12-01 | BH Colorado Electric Oper Co | Regulated Electric (122) | X DNU WPC Transmission Line # 266 | WPC Transmission Line # 266 (T) PSCO Tap then # 23 -West Station # 1 | 135600 | Other Cable (FIBER OPTIC): 0834100000 | 20954259 | Other Cable (FIBER OPTIC) | 2017-10-02 | 2017-01-01 | 10052429
0 | 0 | 0 | 0 | 2024-12-01 | BH Colorado Electric Oper Co | Regulated Electric (122) | X DNU WPC Transmission Line # 266 | WPC Transmission Line # 266 (T) PSCO Tap then # 23 -West Station # 1 | 135600 | Other Interruptive Dev 115-161 Kv: 6219115000 | 20954247 | Other Interruptive Dev 115-161 Kv | 2017-10-02 | 2017-01-01 | 10052429
0 | 0 | 0 | 0 | 2024-12-01 | BH Colorado Electric Oper Co | Regulated Electric (122) | X DNU WPC Transmission Line # 266 | WPC Transmission Line # 266 (T) PSCO Tap then # 23 -West Station # 1 | 135600 | Post Insulators: 4272000000 | 20954253 | Post Insulators | 2017-10-02 | 2017-01-01 | 10052429
0 | 0 | 0 | 0 | 2024-12-01 | BH Colorado Electric Oper Co | Regulated Electric (122) | X DNU WPC Transmission Line # 266 | WPC Transmission Line # 266 (T) PSCO Tap then # 23 -West Station # 1 | 135600 | Scada Equip - Rtu: 8191130000 | 20954244 | Scada Equip - Rtu | 2017-10-02 | 2017-01-01 | 10052429
0 | 0 | 0 | 0 | 2024-12-01 | BH Colorado Electric Oper Co | Regulated Electric (122) | X DNU WPC Transmission Line # 266 | WPC Transmission Line # 266 (T) PSCO Tap then # 23 -West Station # 1 | 135600 | Scada Equip -Modem: 8191015500 | 20954262 | Scada Equip - Modem | 2017-10-02 | 2017-01-01 | 10052429
0 | 0 | 0 | 0 | 2024-12-01 | BH Colorado Electric Oper Co | Regulated Electric (122) | X DNU WPC Transmission Line # 748 | WPC Transmission Line # 748 | 135500 | Anchors: 0140000000 | 9973672 | ANCHORS | 1997-07-31 | 2000-01-01 | 23550044
0 | 0 | 0 | 0 | 2024-12-01 | BH Colorado Electric Oper Co | Regulated Electric (122) | X DNU WPC Transmission Line # 748 | WPC Transmission Line # 748 | 135500 | Crossarm Assemblies, Wood: 7914000000 | 9802656 | CROSSARM ASSEMBLIES, WOOD | 1937-07-01 | 1937-07-01 | WCDXFER
0 | 0 | 0 | 0 | 2024-12-01 | BH Colorado Electric Oper Co | Regulated Electric (122) | X DNU WPC Transmission Line # 748 | WPC Transmission Line # 748 | 135500 | Crossarm Assemblies, Wood: 7914000000 | 9802657 | CROSSARM ASSEMBLIES, WOOD | 1981-07-01 | 1981-07-01 | WCDXFER
0 | 0 | 0 | 0 | 2024-12-01 | BH Colorado Electric Oper Co | Regulated Electric (122) | X DNU WPC Transmission Line # 748 | WPC Transmission Line # 748 | 135500 | Crossarm Assemblies, Wood: 7914000000 | 9802862 | CROSSARM ASSEMBLIES, WOOD | 1981-07-01 | 1981-07-01 | WCDXFER
0 | 0 | 0 | 0 | 2024-12-01 | BH Colorado Electric Oper Co | Regulated Electric (122) | X DNU WPC Transmission Line # 748 | WPC Transmission Line # 748 | 135500 | Crossarm Assemblies, Wood: 7914000000 | 9802800 | CROSSARM ASSEMBLIES, WOOD | 1997-07-31 | 2000-01-01 | WCDXFER
0 | 0 | 0 | 0 | 2024-12-01 | BH Colorado Electric Oper Co | Regulated Electric (122) | X DNU WPC Transmission Line # 748 | WPC Transmission Line # 748 | 135500 | Pole, Wood: 7911000000 | 9803506 | POLE, WOOD | 1981-07-01 | 1981-07-01 | WCDXFER
0 | 0 | 0 | 0 | 2024-12-01 | BH Colorado Electric Oper Co | Regulated Electric (122) | X DNU WPC Transmission Line # 748 | WPC Transmission Line # 748 | 135500 | Pole, Wood: 7911000000 | 9803370 | POLE, WOOD | 1997-07-31 | 2000-01-01 | WCDXFER
0 | 0 | 0 | 0 | 2024-12-01 | BH Colorado Electric Oper Co | Regulated Electric (122) | X DNU WPC Transmission Line # 748 | WPC Transmission Line # 748 | 135500 | Pole, Wood: 7911000000 | 9803229 | POLE, WOOD | 1937-07-01 | 1937-07-01 | WCDXFER
0 | 0 | 0 | 0 | 2024-12-01 | BH Colorado Electric Oper Co | Regulated Electric (122) | X DNU WPC Transmission Line # 748 | WPC Transmission Line # 748 | 135500 | Pole, Wood: 7911000000 | 9803230 | POLE, WOOD | 1981-07-01 | 1981-07-01 | WCDXFER
0 | 0 | 0 | 0 | 2024-12-01 | BH Colorado Electric Oper Co | Regulated Electric (122) | X DNU WPC Transmission Line # 748 | WPC Transmission Line # 748 | 135500 | Wood 1 Pole 55': 7911015500 | 9975137 | WOOD 1 POLE 55' | 1981-07-01 | 1981-07-01 | CPR Conversion
0 | 0 | 0 | 0 | 2024-12-01 | BH Colorado Electric Oper Co | Regulated Electric (122) | X DNU WPC Transmission Line # 748 | WPC Transmission Line # 748 | 135500 | Wood 1 Pole 65': 7911016500 | 9975136 | WOOD 1 POLE 65' | 1981-07-01 | 1981-07-01 | CPR Conversion
0 | 0 | 0 | 0 | 2024-12-01 | BH Colorado Electric Oper Co | Regulated Electric (122) | X DNU WPC Transmission Line # 748 | WPC Transmission Line # 748 | 135500 | Wood 1 Pole 65': 7911016500 | 9975140 | WOOD 1 POLE 65' | 1937-07-01 | 1937-07-01 | CPR Conversion
0 | 0 | 0 | 0 | 2024-12-01 | BH Colorado Electric Oper Co | Regulated Electric (122) | X DNU WPC Transmission Line # 748 | WPC Transmission Line # 748 | 135500 | Wood 1 Pole 80': 7911018000 | 9973788 | WOOD 1 POLE 80' | 1997-07-31 | 2000-01-01 | 23550044
0 | 0 | 0 | 0 | 2024-12-01 | BH Colorado Electric Oper Co | Regulated Electric (122) | X DNU WPC Transmission Line # 748 | WPC Transmission Line # 748 | 135500 | Wood 2 Poles 60': 7911026000 | 9975139 | WOOD 2 POLES 60' | 1981-07-01 | 1981-07-01 | CPR Conversion
0 | 0 | 0 | 0 | 2024-12-01 | BH Colorado Electric Oper Co | Regulated Electric (122) | X DNU WPC Transmission Line # 748 | WPC Transmission Line # 748 | 135500 | Wood 2 Poles 65': 7911026500 | 9975138 | WOOD 2 POLES 65' | 1981-07-01 | 1981-07-01 | CPR Conversion
0 | 0 | 0 | 0 | 2024-12-01 | BH Colorado Electric Oper Co | Regulated Electric (122) | X DNU WPC Transmission Line # 748 | WPC Transmission Line # 748 | 135600 | Conductor, Oh: 1681000000 | 9706655 | CONDUCTOR, OVERHEAD | 1981-07-01 | 1981-07-01 | CPR Conversion
0 | 0 | 0 | 0 | 2024-12-01 | BH Colorado Electric Oper Co | Regulated Electric (122) | X DNU WPC Transmission Line # 748 | WPC Transmission Line # 748 | 135600 | Post Insulators: 4272000000 | 9718349 | POST INSULATORS | 1996-07-01 | 1996-07-01 | CPR Conversion
0 | 0 | 0 | 0 | 2024-12-01 | BH Colorado Electric Oper Co | Regulated Electric (122) | X DNU WPC Transmission Line # 748 | WPC Transmission Line # 748 | 135600 | Static Wire (Transmission Lines): 1682000000 | 9975135 | STATIC WIRE (TRANSMISSION LINES) | 1981-07-01 | 1981-07-01 | CPR Conversion
0 | 0 | 0 | 0 | 2024-12-01 | BH Colorado Electric Oper Co | Regulated Electric (122) | X DNU# 824 Rocky Ford Plant to La J | WPC Transmission Line # 824 | 135300 | Estimated Additions: 0010000000 | 11363174 | HWY 50 & RD 22 Electric Transmission OH : ETOR69 HWY 50 & RD 22 | 2012-03-16 | 2012-04-01 | 60018742
0 | 0 | 0 | 0 | 2024-12-01 | BH Colorado Electric Oper Co | Regulated Electric (122) | X DNU# 824 Rocky Ford Plant to La J | WPC Transmission Line # 824 | 135300 | Estimated Additions: 0010000000 | 11363223 | RD 23 26928 Electric Transmission OH Re : ETOR69 RD 23 26928 | 2012-03-12 | 2012-04-01 | 60018733
0 | 0 | 0 | 0 | 2024-12-01 | BH Colorado Electric Oper Co | Regulated Electric (122) | X DNU# 824 Rocky Ford Plant to La J | WPC Transmission Line # 824 | 135300 | Estimated Additions: 0010000000 | 11314998 | RD BB Electric Transmission OH Replace : ETOR69 RD BB | 2012-03-21 | 2012-03-01 | 60018830
0 | 0 | 0 | 0 | 2024-12-01 | BH Colorado Electric Oper Co | Regulated Electric (122) | X DNU# 824 Rocky Ford Plant to La J | WPC Transmission Line # 824 | 135300 | Estimated Additions: 0010000000 | 11363284 | HWY 50 & RD 22.5 Electric Transmission : ETOR69 HWY 50 & RD 22.5 | 2012-03-21 | 2012-04-01 | 60018730
0 | 0 | 0 | 0 | 2024-12-01 | BH Colorado Electric Oper Co | Regulated Electric (122) | X DNU# 824 Rocky Ford Plant to La J | WPC Transmission Line # 824 | 135500 | Anchors: 0140000000 | 9817607 | ANCHORS | 2004-07-01 | 2004-01-01 | 7105824131
0 | 0 | 0 | 0 | 2024-12-01 | BH Colorado Electric Oper Co | Regulated Electric (122) | X DNU# 824 Rocky Ford Plant to La J | WPC Transmission Line # 824 | 135500 | Anchors: 0140000000 | 9814720 | ANCHORS | 2003-05-01 | 2003-01-01 | 7105824131
0 | 0 | 0 | 0 | 2024-12-01 | BH Colorado Electric Oper Co | Regulated Electric (122) | X DNU# 824 Rocky Ford Plant to La J | WPC Transmission Line # 824 | 135500 | Crossarm Assemblies, Wood: 7914000000 | 9804965 | CROSSARM ASSEMBLIES, WOOD | 1995-07-01 | 1995-07-01 | WCDXFER
0 | 0 | 0 | 0 | 2024-12-01 | BH Colorado Electric Oper Co | Regulated Electric (122) | X DNU# 824 Rocky Ford Plant to La J | WPC Transmission Line # 824 | 135500 | Crossarm Assemblies, Wood: 7914000000 | 9804983 | CROSSARM ASSEMBLIES, WOOD | 1996-07-01 | 1996-07-01 | WCDXFER
0 | 0 | 0 | 0 | 2024-12-01 | BH Colorado Electric Oper Co | Regulated Electric (122) | X DNU# 824 Rocky Ford Plant to La J | WPC Transmission Line # 824 | 135500 | Crossarm Assemblies, Wood: 7914000000 | 9801784 | CROSSARM ASSEMBLIES, WOOD | 2001-03-01 | 2001-01-01 | 7105824131
0 | 0 | 0 | 0 | 2024-12-01 | BH Colorado Electric Oper Co | Regulated Electric (122) | X DNU# 824 Rocky Ford Plant to La J | WPC Transmission Line # 824 | 135500 | Crossarm Assemblies, Wood: 7914000000 | 10658379 | Crossarm Assemblies, Wood | 2011-02-01 | 2011-02-01 | 7105824131
0 | 0 | 0 | 0 | 2024-12-01 | BH Colorado Electric Oper Co | Regulated Electric (122) | X DNU# 824 Rocky Ford Plant to La J | WPC Transmission Line # 824 | 135500 | Crossarm Assemblies, Wood: 7914000000 | 9802686 | CROSSARM ASSEMBLIES, WOOD | 1997-07-31 | 1998-01-01 | WCDXFER
0 | 0 | 0 | 0 | 2024-12-01 | BH Colorado Electric Oper Co | Regulated Electric (122) | X DNU# 824 Rocky Ford Plant to La J | WPC Transmission Line # 824 | 135500 | Crossarm Assemblies, Wood: 7914000000 | 9802858 | CROSSARM ASSEMBLIES, WOOD | 1983-07-01 | 1983-07-01 | WCDXFER
0 | 0 | 0 | 0 | 2024-12-01 | BH Colorado Electric Oper Co | Regulated Electric (122) | X DNU# 824 Rocky Ford Plant to La J | WPC Transmission Line # 824 | 135500 | Crossarm Assemblies, Wood: 7914000000 | 9739019 | CROSSARM ASSEMBLIES, WOOD | 2008-01-11 | 2008-01-01 | 10026014
0 | 0 | 0 | 0 | 2024-12-01 | BH Colorado Electric Oper Co | Regulated Electric (122) | X DNU# 824 Rocky Ford Plant to La J | WPC Transmission Line # 824 | 135500 | Crossarm Assemblies, Wood: 7914000000 | 9802840 | CROSSARM ASSEMBLIES, WOOD | 1992-07-01 | 1992-07-01 | WCDXFER
0 | 0 | 0 | 0 | 2024-12-01 | BH Colorado Electric Oper Co | Regulated Electric (122) | X DNU# 824 Rocky Ford Plant to La J | WPC Transmission Line # 824 | 135500 | Crossarm Assemblies, Wood: 7914000000 | 9802839 | CROSSARM ASSEMBLIES, WOOD | 1997-07-31 | 1998-01-01 | WCDXFER
0 | 0 | 0 | 0 | 2024-12-01 | BH Colorado Electric Oper Co | Regulated Electric (122) | X DNU# 824 Rocky Ford Plant to La J | WPC Transmission Line # 824 | 135500 | Crossarm Assemblies, Wood: 7914000000 | 9802859 | CROSSARM ASSEMBLIES, WOOD | 1992-07-01 | 1992-07-01 | WCDXFER
0 | 0 | 0 | 0 | 2024-12-01 | BH Colorado Electric Oper Co | Regulated Electric (122) | X DNU# 824 Rocky Ford Plant to La J | WPC Transmission Line # 824 | 135500 | Crossarm Assemblies, Wood: 7914000000 | 9819693 | CROSSARM ASSEMBLIES, WOOD | 2005-08-01 | 2005-01-01 | 7105824131
0 | 0 | 0 | 0 | 2024-12-01 | BH Colorado Electric Oper Co | Regulated Electric (122) | X DNU# 824 Rocky Ford Plant to La J | WPC Transmission Line # 824 | 135500 | Crossarm Assemblies, Wood: 7914000000 | 9808241 | CROSSARM ASSEMBLIES, WOOD | 2001-05-25 | 2001-01-01 | 10012889
0 | 0 | 0 | 0 | 2024-12-01 | BH Colorado Electric Oper Co | Regulated Electric (122) | X DNU# 824 Rocky Ford Plant to La J | WPC Transmission Line # 824 | 135500 | Estimated Additions: 0010000000 | 11160433 | LaJunta Sub-Rocky Ford Sub | 2011-11-01 | 2011-11-01 | 7105824131
0 | 0 | 0 | 0 | 2024-12-01 | BH Colorado Electric Oper Co | Regulated Electric (122) | X DNU# 824 Rocky Ford Plant to La J | WPC Transmission Line # 824 | 135500 | Estimated Additions: 0010000000 | 11315001 | RD BB Electric Transmission OH Replace : ETOR69 RD BB | 2012-03-21 | 2012-03-01 | 60018830
0 | 0 | 0 | 0 | 2024-12-01 | BH Colorado Electric Oper Co | Regulated Electric (122) | X DNU# 824 Rocky Ford Plant to La J | WPC Transmission Line # 824 | 135500 | Estimated Additions: 0010000000 | 9741948 | OSMOSE inst poles & ins #824 | 2008-01-11 | 2008-01-01 | 10026014
0 | 0 | 0 | 0 | 2024-12-01 | BH Colorado Electric Oper Co | Regulated Electric (122) | X DNU# 824 Rocky Ford Plant to La J | WPC Transmission Line # 824 | 135500 | Guys: 4060000000 | 9739022 | GUYS | 2008-01-11 | 2008-01-01 | 10026014
0 | 0 | 0 | 0 | 2024-12-01 | BH Colorado Electric Oper Co | Regulated Electric (122) | X DNU# 824 Rocky Ford Plant to La J | WPC Transmission Line # 824 | 135500 | Guys: 4060000000 | 9817606 | GUYS | 2004-07-01 | 2004-01-01 | 7105824131
0 | 0 | 0 | 0 | 2024-12-01 | BH Colorado Electric Oper Co | Regulated Electric (122) | X DNU# 824 Rocky Ford Plant to La J | WPC Transmission Line # 824 | 135500 | Pole, Wood, 65' Or Greater: 6161650000 | 11220089 | Pole, Wood, 65' Or Greater | 2011-12-01 | 2011-01-01 | 7105824131
0 | 0 | 0 | 0 | 2024-12-01 | BH Colorado Electric Oper Co | Regulated Electric (122) | X DNU# 824 Rocky Ford Plant to La J | WPC Transmission Line # 824 | 135500 | Pole, Wood: 7911000000 | 9803395 | POLE, WOOD | 1983-07-01 | 1983-07-01 | WCDXFER
0 | 0 | 0 | 0 | 2024-12-01 | BH Colorado Electric Oper Co | Regulated Electric (122) | X DNU# 824 Rocky Ford Plant to La J | WPC Transmission Line # 824 | 135500 | Pole, Wood: 7911000000 | 9803403 | POLE, WOOD | 1997-07-31 | 1998-01-01 | WCDXFER
0 | 0 | 0 | 0 | 2024-12-01 | BH Colorado Electric Oper Co | Regulated Electric (122) | X DNU# 824 Rocky Ford Plant to La J | WPC Transmission Line # 824 | 135500 | Pole, Wood: 7911000000 | 11028406 | Pole, Wood | 2011-09-01 | 2011-09-01 | 7105824131
0 | 0 | 0 | 0 | 2024-12-01 | BH Colorado Electric Oper Co | Regulated Electric (122) | X DNU# 824 Rocky Ford Plant to La J | WPC Transmission Line # 824 | 135500 | Pole, Wood: 7911000000 | 9801785 | POLE, WOOD | 2001-03-01 | 2001-01-01 | 7105824131
0 | 0 | 0 | 0 | 2024-12-01 | BH Colorado Electric Oper Co | Regulated Electric (122) | X DNU# 824 Rocky Ford Plant to La J | WPC Transmission Line # 824 | 135500 | Pole, Wood: 7911000000 | 9803224 | POLE, WOOD | 1997-07-31 | 1998-01-01 | WCDXFER
0 | 0 | 0 | 0 | 2024-12-01 | BH Colorado Electric Oper Co | Regulated Electric (122) | X DNU# 824 Rocky Ford Plant to La J | WPC Transmission Line # 824 | 135500 | Pole, Wood: 7911000000 | 9804975 | POLE, WOOD | 1996-07-01 | 1996-07-01 | WCDXFER
0 | 0 | 0 | 0 | 2024-12-01 | BH Colorado Electric Oper Co | Regulated Electric (122) | X DNU# 824 Rocky Ford Plant to La J | WPC Transmission Line # 824 | 135500 | Pole, Wood: 7911000000 | 9819694 | POLE, WOOD | 2005-08-01 | 2005-01-01 | 7105824131
0 | 0 | 0 | 0 | 2024-12-01 | BH Colorado Electric Oper Co | Regulated Electric (122) | X DNU# 824 Rocky Ford Plant to La J | WPC Transmission Line # 824 | 135500 | Pole, Wood: 7911000000 | 9817604 | POLE, WOOD | 2004-07-01 | 2004-01-01 | 7105824131
0 | 0 | 0 | 0 | 2024-12-01 | BH Colorado Electric Oper Co | Regulated Electric (122) | X DNU# 824 Rocky Ford Plant to La J | WPC Transmission Line # 824 | 135500 | Pole, Wood: 7911000000 | 9803396 | POLE, WOOD | 1992-07-01 | 1992-07-01 | WCDXFER
0 | 0 | 0 | 0 | 2024-12-01 | BH Colorado Electric Oper Co | Regulated Electric (122) | X DNU# 824 Rocky Ford Plant to La J | WPC Transmission Line # 824 | 135500 | Pole, Wood: 7911000000 | 9803404 | POLE, WOOD | 1992-07-01 | 1992-07-01 | WCDXFER
0 | 0 | 0 | 0 | 2024-12-01 | BH Colorado Electric Oper Co | Regulated Electric (122) | X DNU# 824 Rocky Ford Plant to La J | WPC Transmission Line # 824 | 135500 | Pole, Wood: 7911000000 | 9739020 | POLE, WOOD | 2008-01-11 | 2008-01-01 | 10026014
0 | 0 | 0 | 0 | 2024-12-01 | BH Colorado Electric Oper Co | Regulated Electric (122) | X DNU# 824 Rocky Ford Plant to La J | WPC Transmission Line # 824 | 135500 | Pole, Wood: 7911000000 | 9806976 | POLE, WOOD | 2001-05-25 | 2001-01-01 | 7105824131
0 | 0 | 0 | 0 | 2024-12-01 | BH Colorado Electric Oper Co | Regulated Electric (122) | X DNU# 824 Rocky Ford Plant to La J | WPC Transmission Line # 824 | 135500 | Pole, Wood: 7911000000 | 9803122 | POLE, WOOD | 1995-07-01 | 1995-07-01 | WCDXFER
0 | 0 | 0 | 0 | 2024-12-01 | BH Colorado Electric Oper Co | Regulated Electric (122) | X DNU# 824 Rocky Ford Plant to La J | WPC Transmission Line # 824 | 135500 | Wood 1 Pole 60': 7911016000 | 9845708 | WOOD 1 POLE 60' | 1997-07-01 | 1997-07-01 | CPR Conversion
0 | 0 | 0 | 0 | 2024-12-01 | BH Colorado Electric Oper Co | Regulated Electric (122) | X DNU# 824 Rocky Ford Plant to La J | WPC Transmission Line # 824 | 135500 | Wood 1 Pole 60': 7911016000 | 9716132 | WOOD 1 POLE 60' | 1996-07-01 | 1996-07-01 | CPR Conversion
0 | 0 | 0 | 0 | 2024-12-01 | BH Colorado Electric Oper Co | Regulated Electric (122) | X DNU# 824 Rocky Ford Plant to La J | WPC Transmission Line # 824 | 135500 | Wood 1 Pole 60': 7911016000 | 9773822 | WOOD 1 POLE 60' | 1995-07-01 | 1995-07-01 | CPR Conversion
0 | 0 | 0 | 0 | 2024-12-01 | BH Colorado Electric Oper Co | Regulated Electric (122) | X DNU# 824 Rocky Ford Plant to La J | WPC Transmission Line # 824 | 135500 | Wood 1 Pole 60': 7911016000 | 9975214 | WOOD 1 POLE 60' | 1992-07-01 | 1992-07-01 | CPR Conversion
0 | 0 | 0 | 0 | 2024-12-01 | BH Colorado Electric Oper Co | Regulated Electric (122) | X DNU# 824 Rocky Ford Plant to La J | WPC Transmission Line # 824 | 135500 | Wood 1 Pole 65': 7911016500 | 9758781 | WOOD 1 POLE 65'--824 | 1997-07-31 | 1998-01-01 | 23550045
0 | 0 | 0 | 0 | 2024-12-01 | BH Colorado Electric Oper Co | Regulated Electric (122) | X DNU# 824 Rocky Ford Plant to La J | WPC Transmission Line # 824 | 135500 | Wood 2 Poles 60': 7911026000 | 9758780 | WOOD 2 POLES 60--824 | 1997-07-31 | 1998-01-01 | 23550045
0 | 0 | 0 | 0 | 2024-12-01 | BH Colorado Electric Oper Co | Regulated Electric (122) | X DNU# 824 Rocky Ford Plant to La J | WPC Transmission Line # 824 | 135500 | Wood 2 Poles 60': 7911026000 | 9975216 | WOOD 2 POLES 60' | 1992-07-01 | 1992-07-01 | CPR Conversion
0 | 0 | 0 | 0 | 2024-12-01 | BH Colorado Electric Oper Co | Regulated Electric (122) | X DNU# 824 Rocky Ford Plant to La J | WPC Transmission Line # 824 | 135500 | Wood 2 Poles 65': 7911026500 | 9693343 | WOOD 2 POLES 65' | 1983-07-01 | 1983-07-01 | CPR Conversion
0 | 0 | 0 | 0 | 2024-12-01 | BH Colorado Electric Oper Co | Regulated Electric (122) | X DNU# 824 Rocky Ford Plant to La J | WPC Transmission Line # 824 | 135500 | Wood 2 Poles 65': 7911026500 | 9975215 | WOOD 2 POLES 65' | 1992-07-01 | 1992-07-01 | CPR Conversion
0 | 0 | 0 | 0 | 2024-12-01 | BH Colorado Electric Oper Co | Regulated Electric (122) | X DNU# 824 Rocky Ford Plant to La J | WPC Transmission Line # 824 | 135600 | Estimated Additions: 0010000000 | 11160436 | LaJunta Sub-Rocky Ford Sub | 2011-11-01 | 2011-11-01 | 7105824131
0 | 0 | 0 | 0 | 2024-12-01 | BH Colorado Electric Oper Co | Regulated Electric (122) | X DNU# 824 Rocky Ford Plant to La J | WPC Transmission Line # 824 | 135600 | Estimated Additions: 0010000000 | 9741947 | OSMOSE inst poles & ins #824 | 2008-01-11 | 2008-01-01 | 10026014
0 | 0 | 0 | 0 | 2024-12-01 | BH Colorado Electric Oper Co | Regulated Electric (122) | X DNU# 824 Rocky Ford Plant to La J | WPC Transmission Line # 824 | 135600 | Static Wire (Transmission Lines): 1682000000 | 9862307 | STATIC WIRE (TRANSMISSION LINES) | 1997-07-01 | 1997-07-01 | CPR Conversion
0 | 0 | 0 | 0 | 2024-12-01 | BH Colorado Electric Oper Co | Regulated Electric (122) | X DNU# 824 Rocky Ford Plant to La J | WPC Transmission Line # 824 | 135600 | Suspension Insulators: 4273000000 | 9773821 | SUSPENSION INSULATORS | 1995-07-01 | 1995-07-01 | CPR Conversion
0 | 0 | 0 | 0 | 2024-12-01 | BH Colorado Electric Oper Co | Regulated Electric (122) | X DNU# 824 Rocky Ford Plant to La J | WPC Transmission Line # 824 | 135600 | Suspension Insulators: 4273000000 | 9801786 | SUSPENSION INSULATORS | 2001-03-01 | 2001-01-01 | 7105824131
0 | 0 | 0 | 0 | 2024-12-01 | BH Colorado Electric Oper Co | Regulated Electric (122) | X DNU# 824 Rocky Ford Plant to La J | WPC Transmission Line # 824 | 135600 | Suspension Insulators: 4273000000 | 9817605 | SUSPENSION INSULATORS | 2004-07-01 | 2004-01-01 | 7105824131
0 | 0 | 0 | 0 | 2024-12-01 | BH Colorado Electric Oper Co | Regulated Electric (122) | X DNU# 824 Rocky Ford Plant to La J | WPC Transmission Line # 824 | 135600 | Suspension Insulators: 4273000000 | 10658376 | Suspension Insulators | 2011-02-01 | 2011-01-01 | 7105824131
0 | 0 | 0 | 0 | 2024-12-01 | BH Colorado Electric Oper Co | Regulated Electric (122) | X DNU# 824 Rocky Ford Plant to La J | WPC Transmission Line # 824 | 135600 | Suspension Insulators: 4273000000 | 9819695 | SUSPENSION INSULATORS | 2005-08-01 | 2005-01-01 | 7105824131
0 | 0 | 0 | 0 | 2024-12-01 | BH Colorado Electric Oper Co | Regulated Electric (122) | X DNU# 824 Rocky Ford Plant to La J | WPC Transmission Line # 824 | 135600 | Suspension Insulators: 4273000000 | 9806977 | SUSPENSION INSULATORS | 2001-05-25 | 2001-01-01 | 7105824131
0 | 0 | 0 | 0 | 2024-12-01 | BH Colorado Electric Oper Co | Regulated Electric (122) | X DNU# 824 Rocky Ford Plant to La J | WPC Transmission Line # 824 | 135600 | Suspension Insulators: 4273000000 | 9739021 | SUSPENSION INSULATORS | 2008-01-11 | 2008-01-01 | 10026014
0 | 0 | 0 | 0 | 2024-12-01 | BH Colorado Electric Oper Co | Regulated Electric (122) | X DNU# 828 La Junta Sub to County L | WPC Transmission Line # 828 | 135500 | Anchors: 0140000000 | 9816114 | ANCHORS | 2003-12-01 | 2003-01-01 | 7105828131
0 | 0 | 0 | 0 | 2024-12-01 | BH Colorado Electric Oper Co | Regulated Electric (122) | X DNU# 828 La Junta Sub to County L | WPC Transmission Line # 828 | 135500 | Crossarm Assemblies, Wood: 7914000000 | 9739013 | CROSSARM ASSEMBLIES, WOOD | 2008-01-11 | 2008-01-01 | 10026012
0 | 0 | 0 | 0 | 2024-12-01 | BH Colorado Electric Oper Co | Regulated Electric (122) | X DNU# 828 La Junta Sub to County L | WPC Transmission Line # 828 | 135500 | Crossarm Assemblies, Wood: 7914000000 | 9743176 | CROSSARM ASSEMBLIES, WOOD | 2006-04-15 | 2006-01-01 | 10023366
0 | 0 | 0 | 0 | 2024-12-01 | BH Colorado Electric Oper Co | Regulated Electric (122) | X DNU# 828 La Junta Sub to County L | WPC Transmission Line # 828 | 135500 | Estimated Additions: 0010000000 | 9741123 | OSMOSE ins poles & ins #828 | 2008-01-11 | 2008-01-01 | 10026012
0 | 0 | 0 | 0 | 2024-12-01 | BH Colorado Electric Oper Co | Regulated Electric (122) | X DNU# 828 La Junta Sub to County L | WPC Transmission Line # 828 | 135500 | Estimated Additions: 0010000000 | 9748850 | Repl 2 pole struc-line 828 | 2006-04-15 | 2006-10-01 | 10023366
0 | 0 | 0 | 0 | 2024-12-01 | BH Colorado Electric Oper Co | Regulated Electric (122) | X DNU# 828 La Junta Sub to County L | WPC Transmission Line # 828 | 135500 | Guys: 4060000000 | 9816113 | GUYS | 2003-12-01 | 2003-01-01 | 7105828131
0 | 0 | 0 | 0 | 2024-12-01 | BH Colorado Electric Oper Co | Regulated Electric (122) | X DNU# 828 La Junta Sub to County L | WPC Transmission Line # 828 | 135500 | Pole, Wood: 7911000000 | 9739014 | POLE, WOOD | 2008-01-11 | 2008-01-01 | 10026012
0 | 0 | 0 | 0 | 2024-12-01 | BH Colorado Electric Oper Co | Regulated Electric (122) | X DNU# 828 La Junta Sub to County L | WPC Transmission Line # 828 | 135500 | Pole, Wood: 7911000000 | 9816147 | POLE, WOOD | 2003-12-01 | 2003-01-01 | 7105828131
0 | 0 | 0 | 0 | 2024-12-01 | BH Colorado Electric Oper Co | Regulated Electric (122) | X DNU# 828 La Junta Sub to County L | WPC Transmission Line # 828 | 135500 | Pole, Wood: 7911000000 | 9743177 | POLE, WOOD | 2006-04-15 | 2006-01-01 | 10023366
0 | 0 | 0 | 0 | 2024-12-01 | BH Colorado Electric Oper Co | Regulated Electric (122) | X DNU# 828 La Junta Sub to County L | WPC Transmission Line # 828 | 135600 | Conductor, Oh Trans & Dist Bare: 1686000000 | 9816146 | CONDUCTOR, OH TRANS & DIST BARE | 2003-12-01 | 2003-01-01 | 7105828131
0 | 0 | 0 | 0 | 2024-12-01 | BH Colorado Electric Oper Co | Regulated Electric (122) | X DNU# 828 La Junta Sub to County L | WPC Transmission Line # 828 | 135600 | Estimated Additions: 0010000000 | 9741124 | OSMOSE ins poles & ins #828 | 2008-01-11 | 2008-01-01 | 10026012
0 | 0 | 0 | 0 | 2024-12-01 | BH Colorado Electric Oper Co | Regulated Electric (122) | X DNU# 828 La Junta Sub to County L | WPC Transmission Line # 828 | 135600 | Estimated Additions: 0010000000 | 9748851 | Repl 2 pole struc-line 828 | 2006-04-15 | 2006-10-01 | 10023366
0 | 0 | 0 | 0 | 2024-12-01 | BH Colorado Electric Oper Co | Regulated Electric (122) | X DNU# 828 La Junta Sub to County L | WPC Transmission Line # 828 | 135600 | Suspension Insulators: 4273000000 | 9739015 | SUSPENSION INSULATORS | 2008-01-11 | 2008-01-01 | 10026012
0 | 0 | 0 | 0 | 2024-12-01 | BH Colorado Electric Oper Co | Regulated Electric (122) | X DNU# 828 La Junta Sub to County L | WPC Transmission Line # 828 | 135600 | Suspension Insulators: 4273000000 | 9743178 | SUSPENSION INSULATORS | 2006-04-15 | 2006-01-01 | 10023366
0 | 0 | 0 | 0 | 2024-12-01 | BH Colorado Electric Oper Co | Regulated Electric (122) | X DNU# 828 La Junta Sub to County L | WPC Transmission Line # 828 | 135600 | Suspension Insulators: 4273000000 | 9816148 | SUSPENSION INSULATORS | 2003-12-01 | 2003-01-01 | 7105828131
0 | 0 | 0 | 0 | 2024-12-01 | BH Colorado Electric Oper Co | Regulated Electric (122) | X DNU#786(D) S.Fowler Tap-S.Nepes | # 786(D) S. Fowler Tap - S. Nepesta | 135500 | Crossarm Assemblies, Wood: 7914000000 | 9802471 | CROSSARM ASSEMBLIES, WOOD | 1982-07-01 | 1982-07-01 | WCDXFER
0 | 0 | 0 | 0 | 2024-12-01 | BH Colorado Electric Oper Co | Regulated Electric (122) | X DNU#786(D) S.Fowler Tap-S.Nepes | # 786(D) S. Fowler Tap - S. Nepesta | 135500 | Crossarm Assemblies, Wood: 7914000000 | 9802588 | CROSSARM ASSEMBLIES, WOOD | 1982-07-01 | 1982-07-01 | WCDXFER
0 | 0 | 0 | 0 | 2024-12-01 | BH Colorado Electric Oper Co | Regulated Electric (122) | X DNU#786(D) S.Fowler Tap-S.Nepes | # 786(D) S. Fowler Tap - S. Nepesta | 135500 | Crossarm Assemblies, Wood: 7914000000 | 9802420 | CROSSARM ASSEMBLIES, WOOD | 1982-07-01 | 1982-07-01 | WCDXFER
0 | 0 | 0 | 0 | 2024-12-01 | BH Colorado Electric Oper Co | Regulated Electric (122) | X DNU#786(D) S.Fowler Tap-S.Nepes | # 786(D) S. Fowler Tap - S. Nepesta | 135500 | Pole, Wood: 7911000000 | 9803127 | POLE, WOOD | 1982-07-01 | 1982-07-01 | WCDXFER
0 | 0 | 0 | 0 | 2024-12-01 | BH Colorado Electric Oper Co | Regulated Electric (122) | X DNU#786(D) S.Fowler Tap-S.Nepes | # 786(D) S. Fowler Tap - S. Nepesta | 135500 | Pole, Wood: 7911000000 | 9803010 | POLE, WOOD | 1982-07-01 | 1982-07-01 | WCDXFER
0 | 0 | 0 | 0 | 2024-12-01 | BH Colorado Electric Oper Co | Regulated Electric (122) | X DNU#786(D) S.Fowler Tap-S.Nepes | # 786(D) S. Fowler Tap - S. Nepesta | 135500 | Pole, Wood: 7911000000 | 9802959 | POLE, WOOD | 1982-07-01 | 1982-07-01 | WCDXFER
0 | 0 | 0 | 0 | 2024-12-01 | BH Colorado Electric Oper Co | Regulated Electric (122) | X DNU#786(D) S.Fowler Tap-S.Nepes | # 786(D) S. Fowler Tap - S. Nepesta | 135500 | Pole, Wood: 7911000000 | 9804936 | POLE, WOOD | 1982-07-01 | 1982-07-01 | WCDXFER
0 | 0 | 0 | 0 | 2024-12-01 | BH Colorado Electric Oper Co | Regulated Electric (122) | X DNU#786(D) S.Fowler Tap-S.Nepes | # 786(D) S. Fowler Tap - S. Nepesta | 135500 | Wood 1 Pole 55': 7911015500 | 9975152 | WOOD 1 POLE 55' | 1982-07-01 | 1982-07-01 | CPR Conversion
0 | 0 | 0 | 0 | 2024-12-01 | BH Colorado Electric Oper Co | Regulated Electric (122) | X DNU#786(D) S.Fowler Tap-S.Nepes | # 786(D) S. Fowler Tap - S. Nepesta | 135500 | Wood 1 Pole 60': 7911016000 | 9975151 | WOOD 1 POLE 60' | 1982-07-01 | 1982-07-01 | CPR Conversion
0 | 0 | 0 | 0 | 2024-12-01 | BH Colorado Electric Oper Co | Regulated Electric (122) | X DNU#786(D) S.Fowler Tap-S.Nepes | # 786(D) S. Fowler Tap - S. Nepesta | 135500 | Wood 1 Pole 65': 7911016500 | 9975150 | WOOD 1 POLE 65' | 1982-07-01 | 1982-07-01 | CPR Conversion
0 | 0 | 0 | 0 | 2024-12-01 | BH Colorado Electric Oper Co | Regulated Electric (122) | X DNU#786(D) S.Fowler Tap-S.Nepes | # 786(D) S. Fowler Tap - S. Nepesta | 135500 | Wood 3 Poles 70': 7911047000 | 9975149 | WOOD 3 POLES 70' | 1982-07-01 | 1982-07-01 | CPR Conversion
0 | 0 | 0 | 0 | 2024-12-01 | BH Colorado Electric Oper Co | Regulated Electric (122) | X DNU#786(D) S.Fowler Tap-S.Nepes | # 786(D) S. Fowler Tap - S. Nepesta | 135600 | Conductor, Oh: 1681000000 | 9975148 | CONDUCTOR, OVERHEAD | 1982-07-01 | 1982-07-01 | CPR Conversion
0 | 0 | 0 | 0 | 2024-12-01 | BH Colorado Electric Oper Co | Regulated Electric (122) | X DNU#786(D) S.Fowler Tap-S.Nepes | # 786(D) S. Fowler Tap - S. Nepesta | 135600 | Suspension Insulators: 4273000000 | 10500654 | Suspension Insulators | 2010-10-01 | 2010-01-01 | 7105786131
0 | 0 | 0 | 0 | 2024-12-01 | BH Colorado Electric Oper Co | Regulated Electric (122) | X DNU#788(D) St.Charles Sub-PDA Tap | # 788(D) St.Charles Sub - PDA Tap | 135500 | Crossarm Assemblies, Wood: 7914000000 | 9802562 | CROSSARM ASSEMBLIES, WOOD | 1990-07-01 | 1990-07-01 | WCDXFER
0 | 0 | 0 | 0 | 2024-12-01 | BH Colorado Electric Oper Co | Regulated Electric (122) | X DNU#788(D) St.Charles Sub-PDA Tap | # 788(D) St.Charles Sub - PDA Tap | 135500 | Crossarm Assemblies, Wood: 7914000000 | 9802560 | CROSSARM ASSEMBLIES, WOOD | 1987-07-01 | 1987-07-01 | WCDXFER
0 | 0 | 0 | 0 | 2024-12-01 | BH Colorado Electric Oper Co | Regulated Electric (122) | X DNU#788(D) St.Charles Sub-PDA Tap | # 788(D) St.Charles Sub - PDA Tap | 135500 | Crossarm Assemblies, Wood: 7914000000 | 9802559 | CROSSARM ASSEMBLIES, WOOD | 1986-07-01 | 1986-07-01 | WCDXFER
0 | 0 | 0 | 0 | 2024-12-01 | BH Colorado Electric Oper Co | Regulated Electric (122) | X DNU#788(D) St.Charles Sub-PDA Tap | # 788(D) St.Charles Sub - PDA Tap | 135500 | Crossarm Assemblies, Wood: 7914000000 | 9802561 | CROSSARM ASSEMBLIES, WOOD | 1988-07-01 | 1988-07-01 | WCDXFER
0 | 0 | 0 | 0 | 2024-12-01 | BH Colorado Electric Oper Co | Regulated Electric (122) | X DNU#788(D) St.Charles Sub-PDA Tap | # 788(D) St.Charles Sub - PDA Tap | 135500 | Crossarm Assemblies, Wood: 7914000000 | 9808206 | CROSSARM ASSEMBLIES, WOOD | 2001-05-25 | 2001-01-01 | 10012889
0 | 0 | 0 | 0 | 2024-12-01 | BH Colorado Electric Oper Co | Regulated Electric (122) | X DNU#788(D) St.Charles Sub-PDA Tap | # 788(D) St.Charles Sub - PDA Tap | 135500 | Crossarm Assemblies, Wood: 7914000000 | 9802529 | CROSSARM ASSEMBLIES, WOOD | 1997-07-31 | 2000-01-01 | WCDXFER
0 | 0 | 0 | 0 | 2024-12-01 | BH Colorado Electric Oper Co | Regulated Electric (122) | X DNU#788(D) St.Charles Sub-PDA Tap | # 788(D) St.Charles Sub - PDA Tap | 135500 | Crossarm Assemblies, Wood: 7914000000 | 9802564 | CROSSARM ASSEMBLIES, WOOD | 1996-07-01 | 1996-07-01 | WCDXFER
0 | 0 | 0 | 0 | 2024-12-01 | BH Colorado Electric Oper Co | Regulated Electric (122) | X DNU#788(D) St.Charles Sub-PDA Tap | # 788(D) St.Charles Sub - PDA Tap | 135500 | Crossarm Assemblies, Wood: 7914000000 | 9810965 | CROSSARM ASSEMBLIES, WOOD | 2002-06-01 | 2002-01-01 | 7105788131
0 | 0 | 0 | 0 | 2024-12-01 | BH Colorado Electric Oper Co | Regulated Electric (122) | X DNU#788(D) St.Charles Sub-PDA Tap | # 788(D) St.Charles Sub - PDA Tap | 135500 | Crossarm Assemblies, Wood: 7914000000 | 9802563 | CROSSARM ASSEMBLIES, WOOD | 1991-07-01 | 1991-07-01 | WCDXFER
0 | 0 | 0 | 0 | 2024-12-01 | BH Colorado Electric Oper Co | Regulated Electric (122) | X DNU#788(D) St.Charles Sub-PDA Tap | # 788(D) St.Charles Sub - PDA Tap | 135500 | Estimated Additions: 0010000000 | 19675705 | we need to replace several cross arm braces on the St Charles-PDA tap 69 kV line | 2017-03-15 | 2017-04-01 | 10056328
0 | 0 | 0 | 0 | 2024-12-01 | BH Colorado Electric Oper Co | Regulated Electric (122) | X DNU#788(D) St.Charles Sub-PDA Tap | # 788(D) St.Charles Sub - PDA Tap | 135500 | Guys: 4060000000 | 9689074 | GUYS | 1996-07-01 | 1996-07-01 | CPR Conversion
0 | 0 | 0 | 0 | 2024-12-01 | BH Colorado Electric Oper Co | Regulated Electric (122) | X DNU#788(D) St.Charles Sub-PDA Tap | # 788(D) St.Charles Sub - PDA Tap | 135500 | Pole, Wood: 7911000000 | 10500647 | POLE, WOOD | 2010-10-01 | 2010-01-01 | 7105788131
0 | 0 | 0 | 0 | 2024-12-01 | BH Colorado Electric Oper Co | Regulated Electric (122) | X DNU#788(D) St.Charles Sub-PDA Tap | # 788(D) St.Charles Sub - PDA Tap | 135500 | Pole, Wood: 7911000000 | 9803104 | POLE, WOOD | 1997-07-31 | 2000-01-01 | WCDXFER
0 | 0 | 0 | 0 | 2024-12-01 | BH Colorado Electric Oper Co | Regulated Electric (122) | X DNU#788(D) St.Charles Sub-PDA Tap | # 788(D) St.Charles Sub - PDA Tap | 135500 | Pole, Wood: 7911000000 | 9750303 | POLE, WOOD | 2006-07-01 | 2006-01-01 | 7105788131
0 | 0 | 0 | 0 | 2024-12-01 | BH Colorado Electric Oper Co | Regulated Electric (122) | X DNU#788(D) St.Charles Sub-PDA Tap | # 788(D) St.Charles Sub - PDA Tap | 135500 | Pole, Wood: 7911000000 | 9803101 | POLE, WOOD | 1990-07-01 | 1990-07-01 | WCDXFER
0 | 0 | 0 | 0 | 2024-12-01 | BH Colorado Electric Oper Co | Regulated Electric (122) | X DNU#788(D) St.Charles Sub-PDA Tap | # 788(D) St.Charles Sub - PDA Tap | 135500 | Pole, Wood: 7911000000 | 9741311 | POLE, WOOD | 2007-12-01 | 2007-01-01 | 7105788131
0 | 0 | 0 | 0 | 2024-12-01 | BH Colorado Electric Oper Co | Regulated Electric (122) | X DNU#788(D) St.Charles Sub-PDA Tap | # 788(D) St.Charles Sub - PDA Tap | 135500 | Pole, Wood: 7911000000 | 9803098 | POLE, WOOD | 1986-07-01 | 1986-07-01 | WCDXFER
0 | 0 | 0 | 0 | 2024-12-01 | BH Colorado Electric Oper Co | Regulated Electric (122) | X DNU#788(D) St.Charles Sub-PDA Tap | # 788(D) St.Charles Sub - PDA Tap | 135500 | Pole, Wood: 7911000000 | 9803102 | POLE, WOOD | 1991-07-01 | 1991-07-01 | WCDXFER
0 | 0 | 0 | 0 | 2024-12-01 | BH Colorado Electric Oper Co | Regulated Electric (122) | X DNU#788(D) St.Charles Sub-PDA Tap | # 788(D) St.Charles Sub - PDA Tap | 135500 | Pole, Wood: 7911000000 | 9808209 | POLE, WOOD | 2001-05-25 | 2001-01-01 | 10012889
0 | 0 | 0 | 0 | 2024-12-01 | BH Colorado Electric Oper Co | Regulated Electric (122) | X DNU#788(D) St.Charles Sub-PDA Tap | # 788(D) St.Charles Sub - PDA Tap | 135500 | Pole, Wood: 7911000000 | 9803100 | POLE, WOOD | 1988-07-01 | 1988-07-01 | WCDXFER
0 | 0 | 0 | 0 | 2024-12-01 | BH Colorado Electric Oper Co | Regulated Electric (122) | X DNU#788(D) St.Charles Sub-PDA Tap | # 788(D) St.Charles Sub - PDA Tap | 135500 | Pole, Wood: 7911000000 | 9803099 | POLE, WOOD | 1987-07-01 | 1987-07-01 | WCDXFER
0 | 0 | 0 | 0 | 2024-12-01 | BH Colorado Electric Oper Co | Regulated Electric (122) | X DNU#788(D) St.Charles Sub-PDA Tap | # 788(D) St.Charles Sub - PDA Tap | 135500 | Pole, Wood: 7911000000 | 9810966 | POLE, WOOD | 2002-06-01 | 2002-01-01 | 7105788131
0 | 0 | 0 | 0 | 2024-12-01 | BH Colorado Electric Oper Co | Regulated Electric (122) | X DNU#788(D) St.Charles Sub-PDA Tap | # 788(D) St.Charles Sub - PDA Tap | 135500 | Pole, Wood: 7911000000 | 9811846 | POLE, WOOD | 2002-10-01 | 2002-01-01 | 7105240131
0 | 0 | 0 | 0 | 2024-12-01 | BH Colorado Electric Oper Co | Regulated Electric (122) | X DNU#788(D) St.Charles Sub-PDA Tap | # 788(D) St.Charles Sub - PDA Tap | 135500 | Pole, Wood: 7911000000 | 9803103 | POLE, WOOD | 1996-07-01 | 1996-07-01 | WCDXFER
0 | 0 | 0 | 0 | 2024-12-01 | BH Colorado Electric Oper Co | Regulated Electric (122) | X DNU#788(D) St.Charles Sub-PDA Tap | # 788(D) St.Charles Sub - PDA Tap | 135500 | Wood 1 Pole 60': 7911016000 | 9776101 | WOOD 1 POLE 60' | 1996-07-01 | 1996-07-01 | CPR Conversion
0 | 0 | 0 | 0 | 2024-12-01 | BH Colorado Electric Oper Co | Regulated Electric (122) | X DNU#788(D) St.Charles Sub-PDA Tap | # 788(D) St.Charles Sub - PDA Tap | 135500 | Wood 1 Pole 60': 7911016000 | 9973791 | WOOD 1 POLE 60' | 1997-07-31 | 2000-01-01 | 23550044
0 | 0 | 0 | 0 | 2024-12-01 | BH Colorado Electric Oper Co | Regulated Electric (122) | X DNU#788(D) St.Charles Sub-PDA Tap | # 788(D) St.Charles Sub - PDA Tap | 135500 | Wood 1 Pole 60': 7911016000 | 9975119 | WOOD 1 POLE 60' | 1991-07-01 | 1991-07-01 | CPR Conversion
0 | 0 | 0 | 0 | 2024-12-01 | BH Colorado Electric Oper Co | Regulated Electric (122) | X DNU#788(D) St.Charles Sub-PDA Tap | # 788(D) St.Charles Sub - PDA Tap | 135500 | Wood 1 Pole 60': 7911016000 | 9975120 | WOOD 1 POLE 60' | 1988-07-01 | 1988-07-01 | CPR Conversion
0 | 0 | 0 | 0 | 2024-12-01 | BH Colorado Electric Oper Co | Regulated Electric (122) | X DNU#788(D) St.Charles Sub-PDA Tap | # 788(D) St.Charles Sub - PDA Tap | 135500 | Wood 1 Pole 60': 7911016000 | 9975121 | WOOD 1 POLE 60' | 1986-07-01 | 1986-07-01 | CPR Conversion
0 | 0 | 0 | 0 | 2024-12-01 | BH Colorado Electric Oper Co | Regulated Electric (122) | X DNU#788(D) St.Charles Sub-PDA Tap | # 788(D) St.Charles Sub - PDA Tap | 135500 | Wood 1 Pole 60': 7911016000 | 9975118 | WOOD 1 POLE 60' | 1987-07-01 | 1987-07-01 | CPR Conversion
0 | 0 | 0 | 0 | 2024-12-01 | BH Colorado Electric Oper Co | Regulated Electric (122) | X DNU#788(D) St.Charles Sub-PDA Tap | # 788(D) St.Charles Sub - PDA Tap | 135500 | Wood 1 Pole 60': 7911016000 | 9724207 | WOOD 1 POLE 60' | 1990-07-01 | 1990-07-01 | CPR Conversion
0 | 0 | 0 | 0 | 2024-12-01 | BH Colorado Electric Oper Co | Regulated Electric (122) | X DNU#788(D) St.Charles Sub-PDA Tap | # 788(D) St.Charles Sub - PDA Tap | 135500 | Wood 1 Pole 65': 7911016500 | 9776099 | WOOD 1 POLE 65' | 1996-07-01 | 1996-07-01 | CPR Conversion
0 | 0 | 0 | 0 | 2024-12-01 | BH Colorado Electric Oper Co | Regulated Electric (122) | X DNU#788(D) St.Charles Sub-PDA Tap | # 788(D) St.Charles Sub - PDA Tap | 135600 | Conductor, Oh: 1681000000 | 9693340 | CONDUCTOR, OVERHEAD | 1986-07-01 | 1986-07-01 | CPR Conversion
0 | 0 | 0 | 0 | 2024-12-01 | BH Colorado Electric Oper Co | Regulated Electric (122) | X DNU#788(D) St.Charles Sub-PDA Tap | # 788(D) St.Charles Sub - PDA Tap | 135600 | Conductor, Oh: 1681000000 | 9975117 | TRANSMISSION LINES-CONDUCTOR | 1987-07-01 | 1987-07-01 | CPR Conversion
0 | 0 | 0 | 0 | 2024-12-01 | BH Colorado Electric Oper Co | Regulated Electric (122) | X DNU#788(D) St.Charles Sub-PDA Tap | # 788(D) St.Charles Sub - PDA Tap | 135600 | Conductor, Oh: 1681000000 | 9975116 | TRANSMISSION LINES-CONDUCTOR | 1988-07-01 | 1988-07-01 | CPR Conversion
0 | 0 | 0 | 0 | 2024-12-01 | BH Colorado Electric Oper Co | Regulated Electric (122) | X DNU#788(D) St.Charles Sub-PDA Tap | # 788(D) St.Charles Sub - PDA Tap | 135600 | Pin Insulators: 4271000000 | 9973671 | PIN INSULATORS | 1997-07-31 | 2000-01-01 | 23550044
0 | 0 | 0 | 0 | 2024-12-01 | BH Colorado Electric Oper Co | Regulated Electric (122) | X DNU#788(D) St.Charles Sub-PDA Tap | # 788(D) St.Charles Sub - PDA Tap | 135600 | Post Insulators: 4272000000 | 9741312 | POST INSULATORS | 2007-12-01 | 2007-01-01 | 7105788131
0 | 0 | 0 | 0 | 2024-12-01 | BH Colorado Electric Oper Co | Regulated Electric (122) | X DNU#788(D) St.Charles Sub-PDA Tap | # 788(D) St.Charles Sub - PDA Tap | 135600 | Post Insulators: 4272000000 | 9776100 | POST INSULATORS | 1996-07-01 | 1996-07-01 | CPR Conversion
0 | 0 | 0 | 0 | 2024-12-01 | BH Colorado Electric Oper Co | Regulated Electric (122) | X DNU#788(D) St.Charles Sub-PDA Tap | # 788(D) St.Charles Sub - PDA Tap | 135600 | Post Insulators: 4272000000 | 9750304 | POST INSULATORS | 2006-07-01 | 2006-01-01 | 7105788131
0 | 0 | 0 | 0 | 2024-12-01 | BH Colorado Electric Oper Co | Regulated Electric (122) | X DNU#788(D) St.Charles Sub-PDA Tap | # 788(D) St.Charles Sub - PDA Tap | 135600 | Static Wire (Transmission Lines): 1682000000 | 9975114 | STATIC WIRE (TRANSMISSION LINE | 1987-07-01 | 1987-07-01 | CPR Conversion
0 | 0 | 0 | 0 | 2024-12-01 | BH Colorado Electric Oper Co | Regulated Electric (122) | X DNU#788(D) St.Charles Sub-PDA Tap | # 788(D) St.Charles Sub - PDA Tap | 135600 | Static Wire (Transmission Lines): 1682000000 | 9975113 | STATIC WIRE (TRANSMISSION LINE | 1988-07-01 | 1988-07-01 | CPR Conversion
0 | 0 | 0 | 0 | 2024-12-01 | BH Colorado Electric Oper Co | Regulated Electric (122) | X DNU#788(D) St.Charles Sub-PDA Tap | # 788(D) St.Charles Sub - PDA Tap | 135600 | Static Wire (Transmission Lines): 1682000000 | 9975115 | STATIC WIRE (TRANSMISSION LINES) | 1986-07-01 | 1986-07-01 | CPR Conversion
0 | 0 | 0 | 0 | 2024-12-01 | BH Colorado Electric Oper Co | Regulated Electric (122) | X DNU#788(D) St.Charles Sub-PDA Tap | # 788(D) St.Charles Sub - PDA Tap | 135600 | Suspension Insulators: 4273000000 | 9808212 | SUSPENSION INSULATORS | 2001-05-25 | 2001-01-01 | 10012889
0 | 0 | 0 | 0 | 2024-12-01 | BH Colorado Electric Oper Co | Regulated Electric (122) | X DNU#788(D) St.Charles Sub-PDA Tap | # 788(D) St.Charles Sub - PDA Tap | 135600 | Suspension Insulators: 4273000000 | 9776752 | SUSPENSION INSULATORS | 1996-07-01 | 1996-07-01 | CPR Conversion
0 | 0 | 0 | 0 | 2024-12-01 | BH Colorado Electric Oper Co | Regulated Electric (122) | X DNU#788(D) St.Charles Sub-PDA Tap | # 788(D) St.Charles Sub - PDA Tap | 135600 | Suspension Insulators: 4273000000 | 9973792 | SUSPENSION INSULATORS | 1997-07-31 | 2000-01-01 | 23550044
0 | 0 | 0 | 0 | 2024-12-01 | BH Colorado Electric Oper Co | Regulated Electric (122) | X DNU#812(D)ManzanolaREA #175.L2-Ma | WPC Transmission Line # 812 (D) Manzanola REA #175 L2 | 135500 | Crossarm Assemblies, Wood: 7914000000 | 9802662 | CROSSARM ASSEMBLIES, WOOD | 1985-07-01 | 1985-07-01 | WCDXFER
0 | 0 | 0 | 0 | 2024-12-01 | BH Colorado Electric Oper Co | Regulated Electric (122) | X DNU#812(D)ManzanolaREA #175.L2-Ma | WPC Transmission Line # 812 (D) Manzanola REA #175 L2 | 135500 | Crossarm Assemblies, Wood: 7914000000 | 9802556 | CROSSARM ASSEMBLIES, WOOD | 1996-07-01 | 1996-07-01 | WCDXFER
0 | 0 | 0 | 0 | 2024-12-01 | BH Colorado Electric Oper Co | Regulated Electric (122) | X DNU#812(D)ManzanolaREA #175.L2-Ma | WPC Transmission Line # 812 (D) Manzanola REA #175 L2 | 135500 | Crossarm Assemblies, Wood: 7914000000 | 9802663 | CROSSARM ASSEMBLIES, WOOD | 1991-07-01 | 1991-07-01 | WCDXFER
0 | 0 | 0 | 0 | 2024-12-01 | BH Colorado Electric Oper Co | Regulated Electric (122) | X DNU#812(D)ManzanolaREA #175.L2-Ma | WPC Transmission Line # 812 (D) Manzanola REA #175 L2 | 135500 | Crossarm Assemblies, Wood: 7914000000 | 9802661 | CROSSARM ASSEMBLIES, WOOD | 1983-07-01 | 1983-07-01 | WCDXFER
0 | 0 | 0 | 0 | 2024-12-01 | BH Colorado Electric Oper Co | Regulated Electric (122) | X DNU#812(D)ManzanolaREA #175.L2-Ma | WPC Transmission Line # 812 (D) Manzanola REA #175 L2 | 135500 | Pole, Wood: 7911000000 | 9803200 | POLE, WOOD | 1985-07-01 | 1985-07-01 | WCDXFER
0 | 0 | 0 | 0 | 2024-12-01 | BH Colorado Electric Oper Co | Regulated Electric (122) | X DNU#812(D)ManzanolaREA #175.L2-Ma | WPC Transmission Line # 812 (D) Manzanola REA #175 L2 | 135500 | Pole, Wood: 7911000000 | 9803199 | POLE, WOOD | 1983-07-01 | 1983-07-01 | WCDXFER
0 | 0 | 0 | 0 | 2024-12-01 | BH Colorado Electric Oper Co | Regulated Electric (122) | X DNU#812(D)ManzanolaREA #175.L2-Ma | WPC Transmission Line # 812 (D) Manzanola REA #175 L2 | 135500 | Pole, Wood: 7911000000 | 9803201 | POLE, WOOD | 1991-07-01 | 1991-07-01 | WCDXFER
0 | 0 | 0 | 0 | 2024-12-01 | BH Colorado Electric Oper Co | Regulated Electric (122) | X DNU#812(D)ManzanolaREA #175.L2-Ma | WPC Transmission Line # 812 (D) Manzanola REA #175 L2 | 135500 | Pole, Wood: 7911000000 | 9803095 | POLE, WOOD | 1996-07-01 | 1996-07-01 | WCDXFER
0 | 0 | 0 | 0 | 2024-12-01 | BH Colorado Electric Oper Co | Regulated Electric (122) | X DNU#812(D)ManzanolaREA #175.L2-Ma | WPC Transmission Line # 812 (D) Manzanola REA #175 L2 | 135500 | Wood 1 Pole 60': 7911016000 | 9713106 | STREET POLE - WOOD 60 FT. | 1996-07-01 | 1996-07-01 | CPR Conversion
0 | 0 | 0 | 0 | 2024-12-01 | BH Colorado Electric Oper Co | Regulated Electric (122) | X DNU#812(D)ManzanolaREA #175.L2-Ma | WPC Transmission Line # 812 (D) Manzanola REA #175 L2 | 135500 | Wood 1 Pole 65': 7911016500 | 9975229 | WOOD 1 POLE 65' | 1991-07-01 | 1991-07-01 | CPR Conversion
0 | 0 | 0 | 0 | 2024-12-01 | BH Colorado Electric Oper Co | Regulated Electric (122) | X DNU#812(D)ManzanolaREA #175.L2-Ma | WPC Transmission Line # 812 (D) Manzanola REA #175 L2 | 135500 | Wood 1 Pole 65': 7911016500 | 9975143 | WOOD 1 POLE 65' | 1985-07-01 | 1985-07-01 | CPR Conversion
0 | 0 | 0 | 0 | 2024-12-01 | BH Colorado Electric Oper Co | Regulated Electric (122) | X DNU#812(D)ManzanolaREA #175.L2-Ma | WPC Transmission Line # 812 (D) Manzanola REA #175 L2 | 135500 | Wood 1 Pole 65': 7911016500 | 9975144 | WOOD 1 POLE 65' | 1983-07-01 | 1983-07-01 | CPR Conversion
0 | 0 | 0 | 0 | 2024-12-01 | BH Colorado Electric Oper Co | Regulated Electric (122) | X DNU#812(D)ManzanolaREA #175.L2-Ma | WPC Transmission Line # 812 (D) Manzanola REA #175 L2 | 135600 | Suspension Insulators: 4273000000 | 9819081 | SUSPENSION INSULATORS | 2005-04-01 | 2005-01-01 | 7105812131
0 | 0 | 0 | 0 | 2024-12-01 | BH Colorado Electric Oper Co | Regulated Electric (122) | X DNU#812(D)ManzanolaREA #175.L2-Ma | WPC Transmission Line # 812 (D) Manzanola REA #175 L2 | 135600 | Suspension Insulators: 4273000000 | 9776226 | SUSPENSION INSULATORS | 1996-07-01 | 1996-07-01 | CPR Conversion
0 | 0 | 0 | 0 | 2024-12-01 | BH Colorado Electric Oper Co | Regulated Electric (122) | X-DNU WPC Transmission Line # 224 | X - DNU - Retired Line | 135500 | Crossarm Assemblies, Wood: 7914000000 | 9802857 | CROSSARM ASSEMBLIES, WOOD | 1993-07-01 | 1993-07-01 | WCDXFER
0 | 0 | 0 | 0 | 2024-12-01 | BH Colorado Electric Oper Co | Regulated Electric (122) | X-DNU WPC Transmission Line # 224 | X - DNU - Retired Line | 135500 | Pole, Wood: 7911000000 | 9803512 | POLE, WOOD | 1993-07-01 | 1993-07-01 | WCDXFER
0 | 0 | 0 | 0 | 2024-12-01 | BH Colorado Electric Oper Co | Regulated Electric (122) | X-DNU WPC Transmission Line # 224 | X - DNU - Retired Line | 135500 | Wood 2 Poles 65': 7911026500 | 9974627 | WOOD 2 POLES 65' | 1993-07-01 | 1993-07-01 | CPR Conversion
0 | 0 | 0 | 0 | 2024-12-01 | BH Colorado Electric Oper Co | Regulated Electric (122) | ZDNY Sub 30387 Fountain Lake (T)SUB | ZDNU WPC Sub 30387 Fountain Lake (T) SUB | 135300 | Estimated Additions: 0010000000 | 21268969 | Overton Transmission Substation | 2017-06-29 | 2018-03-01 | 10051458
0 | 0 | 0 | 0 | 2024-12-01 | BH Colorado Electric Oper Co | Regulated Electric (122) | ZDNY Sub 30387 Fountain Lake (T)SUB | ZDNU WPC Sub 30387 Fountain Lake (T) SUB | 135300 | Estimated Additions: 0010000000 | 26641251 | Overton Transmission Substation | 2017-06-29 | 2019-03-01 | 10051458
0 | 0 | 0 | 0 | 2024-12-01 | BH Colorado Electric Oper Co | Regulated Electric (122) | ZDNY Sub 30387 Fountain Lake (T)SUB | ZDNU WPC Sub 30387 Fountain Lake (T) SUB | 135300 | Estimated Additions: 0010000000 | 21183468 | Overton Transmission Substation | 2017-06-29 | 2018-02-01 | 10051458
0 | 0 | 0 | 0 | 2024-12-01 | BH Colorado Electric Oper Co | Regulated Electric (122) | ZDNY Sub 30387 Fountain Lake (T)SUB | ZDNU WPC Sub 30387 Fountain Lake (T) SUB | 135300 | Estimated Additions: 0010000000 | 20443437 | Overton Transmission Substation | 2017-06-29 | 2017-09-01 | 10051458